## Enter Data
SITE INFORMATION |  |  |  | Consumption (kWh) |  | Client
| Rates (c/kwh, ex-gst, pre TLF) |  |  |  |  | Address
| Year 1 | Year 2 | Year 3 | 15% |  | Acc #
Bundled variable cost of elec (from J53 in table) |  | 0 | 0 | 0 |  | NMI
$ Yearly Network charges | 0 |  | Month | Electricity Usage (kWh) | Electricity Expenditure | Maximum Demand (kVA) | Monthly Spare Capacity
% Yearly cost increase (network charges) | 0% | [5 empty] | 0
0
$ Yearly Other Charges | 0 | [5 empty] | 0
% Yearly cost increase (other charges) | 0% | [5 empty] | 0
0
% Green Power | 0% | [5 empty] | 0
% Renewable of Green Power | 100% | [5 empty] | 0
% Yearly cost increase in Green Power | 5% | [5 empty] | 0
0
% Yearly electricity cost increase | 5% | [5 empty] | 0
0
State | NSW | [5 empty] | 0
kwh to tonne CO2-e | 1.06 | [5 empty] | 0
|  |  | No. months | 0 | 0
Total load (kwh) |  |  | Annualised |  |  | 0 | 0
Target load (kwh)
Portion of Total Load | 1 |  | Electricity bills
|  |  | Total bill inc GST |  |  | kWh Saved | 0
Load Types | % |  | Monthly kWh |  |  | Elec expend p.a. | 0
Efficient lighting |  |  | Fixed costs inc GST |  |  | Variable elec p.a. | 0
Inefficient Lighting |  |  | Total Bundled (ex)
Efficient Motors |  |  | Total Variable (ex) |  |  | ID time interval | 30 min
Inefficient Motors |  |  | Tonne CO2
Other | [5 empty] | Sales Margin | 25%
Leftover | 100
Load Mix |  | % | kWh | $
HVAC (heating, ventilation and air-conditioning) |  |  | 0 | 0
General Power |  |  | 0 | 0
Refrigeration |  |  | 0 | 0
Lighting |  |  | 0 | 0
IT |  |  | 0 | 0
Other |  | 100% | 0 | 0
VOLTAGE OPTIMISATION |  |  | Ark Financials (price escalation) |  |  | Ark Financials (straight line)
|  |  | Payback (months) |  |  | Payback (years) | 0
Price of standard Ark unit | 0 |  | Payback (years) | 0 |  | ROI | 0%
Price of Outdoor Unit (if required) | 0 |  | ROI | 0% |  | Repaid x 10 yrs | 0
Price of Meter | 0 |  | Repaid x 10 years | 0 |  | Repaid x 30 yrs | 0
Total Price of Ark unit | 0 |  | Repaid x 30 years | 0
Discount level | 0% |  | CO2 saved/ $ | 0 |  | Ark Savings
Sale Price of Ark unit | 0 |  |  |  |  | CO2 saved (kg) | 0
Estimated price of installation | 0
Actual price of installation | [5 empty] | 1 Year Savings | 0
Price of freight |  |  | Meter | No |  | 10 Year Savings | 0
Total price of Ark Solution | 0 |  | Outdoor | No |  | 30 Year Savings | 0
% Savings from Ark | 0% |  |  |  |  | 10 Yr Sav w incr | 0
Voltage Tapping % | Select |  |  |  |  | 30 Yr Sav w incr | 0
Sizing
Max Demand from interval data | 0
Max Demand from elec billing | 0
Unit Size (kVA) | Select
Spare Capacity kVA | 0
Spare Capacity % | 0%
Spare Capacity % threshold | 15%
Include in Proposal | Select | Reason
Description for Proposal Execuive Summary
Detailed Facilities Study
Deposit amount paid
ELECTRICITY PROCUREMENT
Up-front cost to Energywise
Energywise Margin | 25%
Total Cost to Client | 0
Ongoing Fee (p.a.)
Expected dollar saving p.a. from Electricity Contract
% saving of total electricity bill | 0%
Expected dollar saving p.a. from kVA demand tariff
% saving of total electricity bill | 0%
Total Savings (less yearly fee) | 0
% saving of total electricity bill | 0%
Are we offering free electricity procurement | Select
Include in Proposal | Select | Reason
Description for Proposal Execuive Summary | As a free bonus with this project, we offer to procure your next electricity contract for this site at no cost to you.
ENERGY MONITORING WITH ANALTICS
Number of Meters | Select |  |  | Monthly Costs | Quantity | Total Cost
Hardware Cost | 0 |  |  | Site |  | 0
Installation Cost | 0 |  |  | NMI |  | 0
Total Cost | 0 |  |  | 3 phase metering | Select | 0
Monthly Analytics Costs | 0 |  |  | 3G Comms |  | 0
Yearly Analytics Costs | 0 |  |  | Water meter |  | 0
% Whole Site Savings |  |  |  | Total |  | 0
Energy Savings (kWh) | 0
Gross Financial Savings p.a. | 0
Gross Financial Savings p/month | 0
Net Cashflow p.a. first year | 0
Financial Payback | 0
Saving as a % of total electricity expenditure | 0%
Include in Proposal | Select | Reason
Description for Proposal Execuive Summary
POWER FACTOR CORRECTION
kVA reduction
Charge per kVA (per month)
Savings per month | 0
Savings per year | 0
Equipment cost
Freight cost
Installation
Total Cost to Energywise | 0
Energywise Margin | 25%
Total Cost to Client | 0
Saving as a % of total electricity expenditure | 0%
Include in Proposal | Select | Reason
Description for Proposal Execuive Summary
ENERGY MANAGEMENT SYSTEM
Hardware Cost
Installation Cost
Other Cost
Total Cost to Energywise | 0
Energywise margin | 25%
Total cost to Client | 0
Service Fee (per month) | 0
Service Fee (per year)
% energy saving of HVAC portion of load
% energy savings whole site | 0%
Financial saving (p.a.) | 0
Net financial savings per month | 0
Net financial savings 1st year | 0
Net financial savings 1st year (accounting for install) | 0
Financial Payback (SLD without service costs) | 0
Include in Proposal | Select | Reason
Description for Proposal Execuive Summary
AIR CONDITIONING REMOTES |  | kW per motor | Ave Occupancy | Hours per day | % Cycle Time | % Run Time | kW p.a. | Total kW p.a. | % Savings | kWh Sav | $ savings p.a. | Payback
Equipment cost | [5 empty] | 0% | 0 | 0 |  | 0 | 0 | 0
Installation cost
Freight
Quantity
Total Cost to Energywise | 0
Energywise Margin | 25%
Total Cost to Client | 0
Portion of HVAC that is split systems for remotes |  |  | kWh p.a. saved | 0
Estimated electricity spend for theses loads | 0 |  | Portion of site load | 0%
% energy saving from remotes |  |  | Financial Savings | 0
Financial Savings | 0
Saving as a % of total electricity expenditure | 0%
Does Total kWh p.a. align to site HVAC usage? | Select
Include in Proposal? | Select | Reason
Description for Proposal Execuive Summary
REFRIGERATION - THERMOSTAT PROBES |  | Supply Cost | Install Cost | Total Cost
Quantity - Small |  | 0 | 0 | 0
Quantity - Medium |  | 0 | 0 | 0
Quantity - Large |  | 0 | 0 | 0
Freight
Total Cost to Energywise | 0
Energywise margin | 25%
Total cost to Client | 0
Estimated portion of refrigeration load covered
Estimated electricity spend for theses loads | 0
% Energy saving from Endocube on covered loads
Financial Savings | 0
Whole site savings | 0%
Financial Payback | 0
Include in Proposal | Select | Reason
Description for Proposal Execuive Summary
REFRIGERATION - FRIDGE TIMERS |  | Supply Cost | Install Cost | Total Cost
Quantity |  | 0 | 0 | 0
Freight
Total Cost to Energywise | 0
Energywise margin | 25%
Total cost to Client | 0
Estimated portion of refrigeration load covered
Estimated electricity spend for theses loads | 0
% Energy saving from Timers on covered loads
Financial Savings | 0
Whole site savings | 0%
Financial Payback | 0
Include in Proposal | Select | Reason
Description for Proposal Execuive Summary
REFRIGERATION - AIR CURTAINS |  | Supply Cost | Install Cost | Total Cost
Quantity |  |  |  | 0
Freight
Total Cost to Energywise | 0
Energywise margin | 25%
Total cost to Client | 0
Estimated portion of refrigeration load covered
Estimated electricity spend for theses loads | 0
% Energy saving from Timers on covered loads
Financial Savings | 0
Whole site savings | 0%
Financial Payback | 0
Include in Proposal | Select | Reason
Description for Proposal Execuive Summary
REFRIGERATION - DOOR ALARMS |  | Supply Cost | Install Cost | Total Cost
Quantity |  |  |  | 0
Freight
Total Cost to Energywise | 0
Energywise margin | 25%
Total cost to Client | 0
Estimated portion of refrigeration load covered
Estimated electricity spend for theses loads | 0
% Energy saving from Timers on covered loads
Financial Savings | 0
Whole site savings | 0%
Financial Payback | 0
Include in Proposal | Select | Reason
Description for Proposal Execuive Summary
VSD'S - REFRIGERATION | Type |  | 5 Year Warranty | IP66 | Compressor Quantity | Amps/ unit | Approx kW | Supply Cost | Install Cost | Freight | Cost to EW per Unit | Price to Client per unit | Total Price to Client | Actual Amps per motor | Actual kW per motor | On time, % | Cycle Time, % | % Run Time | kW p.a. | Total kW p.a. | Savings, % | kWh Savings | $ savings p.a. | Payback |  | Supply Cost to EW | Install Cost to EW | Total Supply Cost to EW | Total Margin
| Select | [9 empty] | 0 | 0 | 0
[11 empty] | 0 | 0 | 0
[11 empty] | 0 | 0 | 0
[11 empty] | 0 | 0 | 0
[11 empty] | 0 | 0 | 0
[11 empty] | 0 | 0 | 0
[11 empty] | 0 | 0 | 0
[11 empty] | 0 | 0 | 0
[11 empty] | 0 | 0 | 0
[11 empty] | 0 | 0 | 0
[11 empty] | 0 | 0 | 0
[11 empty] | 0 | 0 | 0
[11 empty] | 0 | 0 | 0
[11 empty] | 0 | 0 | 0
Total Sale price to Client | 0 |  |  |  | 0 | [7 empty] | 0 | [5 empty] | 0 | 0 |  | 0 | 0 | 0 |  | 0 | 0 | 0 | 0
Estimated portion of whole site load coverage |  |  | kWh Savings p.a. | 0 | [12 empty] | Portion of est site refrigeration usage |  |  | 0%
Estimated electricity spend for theses loads | 0 |  | Portion of site load | 0%
% Energy saving from VSD's on covered loads |  |  | Elec Savings p.a. $ | 0
Financial Savings | 0 |  | Sales Margin | 25%
Whole site savings | 0%
Does Total kWh p.a. align to site refrigeration usage? | Select
Include in Proposal | Select | Reason
Description for Proposal Execuive Summary
VSD'S - HVAC | Type |  | 5 Year Warranty | IP66 | Compressor Quantity | Amps/ unit | Approx kW | Supply Cost | Install Cost | Freight | Cost to EW per Unit | Price to Client per unit | Total Price to Client | Actual Amps per motor | Actual kW per motor | On time, % | Cycle Time, % | % Run Time | kW p.a. | Total kW p.a. | Savings, % | kWh Savings | $ savings p.a. | Payback |  | Supply Cost to EW | Install Cost to EW | Total Supply Cost to EW | Total Margin
| Select | [9 empty] | 0 | 0 | 0
[11 empty] | 0 | 0 | 0
[11 empty] | 0 | 0 | 0
[11 empty] | 0 | 0 | 0
[11 empty] | 0 | 0 | 0
[11 empty] | 0 | 0 | 0
[11 empty] | 0 | 0 | 0
[11 empty] | 0 | 0 | 0
[11 empty] | 0 | 0 | 0
[11 empty] | 0 | 0 | 0
[11 empty] | 0 | 0 | 0
[11 empty] | 0 | 0 | 0
[11 empty] | 0 | 0 | 0
[11 empty] | 0 | 0 | 0
[11 empty] | 0 | 0 | 0
[11 empty] | 0 | 0 | 0
[11 empty] | 0 | 0 | 0
[11 empty] | 0 | 0 | 0
[11 empty] | 0 | 0 | 0
[11 empty] | 0 | 0 | 0
Total Sale price to Client | 0 |  |  |  | 0 | [7 empty] | 0 | [5 empty] | 0 | 0 |  | 0 | 0 | 0 |  | 0 | 0 | 0 | 0
Estimated portion of whole site load coverage |  |  | kWh Savings p.a. | 0 | [12 empty] | Portion of estimated site HVAC usage |  |  | 0%
Estimated electricity spend for theses loads | 0 |  | Portion of site load | 0%
% Energy saving from VSD's on covered loads |  |  | Elec Savings p.a. $ | 0
Financial Savings | 0 |  | Sales Margin | 25%
Whole site savings | 0%
Does Total kWh p.a. align to site HVAC usage? | Select
Include in Proposal | Select | Reason
Description for Proposal Execuive Summary
MOTOR OPTIMISATION - REFRIGERATION | Type | 5 Year Warranty | Compressor Quantity | Amps/ unit | Approx kW | Supply Cost | Install Cost | Freight | Cost to EW per Unit | Price to Client per unit | Total Price to Client | Actual Amps per motor (3 phase only) | Actual kW per motor | % On time | % Cycle Time | % Run Time | kW p.a. | Total kW p.a. | % Savings | kWh Savings | $ savings p.a. | Payback |  |  |  | Supply Cost to EW | Install Cost to EW | Total Supply Cost to EW | Total Margin
| SGY 103 |  |  | 22 | 11.213 | 865.36 | 300 | 30 | 1195.36 | 1593.8133 | 0 | [14 empty] | 0 | 0 | 0 | 0
[9 empty] | 0 | 0 | 0
[9 empty] | 0 | 0 | 0
[9 empty] | 0 | 0 | 0
[9 empty] | 0 | 0 | 0
[9 empty] | 0 | 0 | 0
Total Sale price to Client | 0 |  | 0 | [7 empty] | 0 | [6 empty] | 0 |  | 0 | 0 | 0 |  |  |  | 0 | 0 | 0 | 0
Estimated portion of whole site load coverage | [14 empty] | Portion of est site refrigeration usage |  |  | 0%
Estimated electricity spend for theses loads | 0 |  | kWh Savings p.a. | 0
% Energy saving on covered loads |  |  | Portion of site load | 0%
Financial Savings | 0 |  | Elec Savings p.a. $ | 0
Whole site savings | 0% |  | Sales Margin | 25%
Does Total kWh p.a. align to site refrigeration usage? | Select
Include in Proposal | Select | Reason
Description for Proposal Execuive Summary
MOTOR OPTIMISATION - HVAC | Type | 5 Year Warranty | Compressor Quantity | Amps/ unit | Approx kW | Supply Cost | Install Cost | Freight | Cost to EW per Unit | Price to Client per unit | Total Price to Client | Actual Amps per motor (3 phase only) | Actual kW per motor | % On time | % Cycle Time | % Run Time | kW p.a. | Total kW p.a. | % Savings | kWh Savings | $ savings p.a. | Payback |  |  |  | Supply Cost to EW | Install Cost to EW | Total Supply Cost to EW | Total Margin
| SGY 105 |  |  | 29 | 14.6631 | 896.9 | 300 | 30 | 1226.9 | 1635.8667 | 0 | [14 empty] | 0 | 0 | 0 | 0
[9 empty] | 0 | 0 | 0
[9 empty] | 0 | 0 | 0
[9 empty] | 0 | 0 | 0
[9 empty] | 0 | 0 | 0
[9 empty] | 0 | 0 | 0
Total Sale price to Client | 0 |  | 0 | [7 empty] | 0 | [6 empty] | 0 |  | 0 | 0 | 0 |  |  |  | 0 | 0 | 0 | 0
Estimated portion of whole site load coverage
Estimated electricity spend for theses loads | 0 |  | kWh Savings p.a. | 0 | [10 empty] | Portion of estimated site HVAC usage |  |  | 0%
% Energy saving on covered loads |  |  | Portion of site load | 0%
Financial Savings | 0 |  | Elec Savings p.a. $ | 0 | [20 empty] | Total | 0 | 0 | 0 | 0
Whole site savings | 0% |  | Sales Margin | 25%
Does Total kWh p.a. align to site HVAC usage? | Select
Include in Proposal | Select | Reason
Description for Proposal Execuive Summary
DRIVES - OTHER (ie pools)
Capital cost
Installation cost
Freight
Total Cost | 0
Estimated portion of site load coverage
Estimated electricity spend for covered loads | 0
% Energy saving from Drives on covered loads
Financial Savings | 0
Whole site savings | 0%
Include in Proposal | Select | Reason
Description for Proposal Execuive Summary
AIR DESTRATIFICATION
Capital cost
Installation cost
Freight
Total Cost | 0
Estimated portion of site HVAC covered
Estimated electricity spend for covered HVAC | 0
% HVAC Energy saving from Air Pears
Financial Savings | 0
Whole site savings | 0%
Include in Proposal | Select | Reason
Description for Proposal Execuive Summary
HEAT REFLECTIVE ROOF PAINT |  | Supply Cost / m2 | Install cost / m | Total Cost / m | Total Cost whole roof | Margin
Roof Area (m2) |  |  |  | 0 | 0 | 25%
Freight
Sale Price to Client | 0
Estimated portion of HVAC load covered
Estimated electricity spend for theses loads | 0
% Energy saving from Roof Paint on HVAC usage
Financial Savings | 0
Whole site savings | 0%
Financial Payback | 0
Include in Proposal | Select | Reason
Description for Proposal Execuive Summary
SOLAR PV
System Size (kW) |  |  | kWh generated |  |  | Total savings | 0
System cost (supply and install) |  |  | kWh value |  |  | % of elec spend | 0%
Sale Commission |  |  | kWh savings | 0 |  | Panel Brand
Gross Cost | 0 |  | Poss Max Demand Savings |  |  | Inverter Brand
STC Rebate (net against system cost) |  |  | MD Savings % | 30%
STC Rebate (paid to direct to client up-front) |  |  | Est MD Sav | 0
Net Cost | 0
Include in Proposal | Select | Reason
Description for Proposal Execuive Summary
LIGHTING (and occupancy sensors)
Energywise margin % | 25%
Fitting Hardware cost | 0
Fitting Installation cost | 960
Sensor Hardware cost | 9600
Sensor Installation cost | 7232
Stage 2 DC cost | 360
Freight cost
Total Cost | 18152
Rebate Value | 1818
Net Cost | 16334
Electricity $ Savings | 0
Maintenance parts and labour Savings | 0
Total Financial Savings | 0
Energy savings as a % of total elec spend | 0%
Payback elec savings | 0
Payback inc maint savings | 0
Include Maintenance savings in financial table | Yes | 0
Increase in maintenance costs p.a. | 3%
Occupancy Sensors with retrofitted lights | N
Total existing kWh from lighting load upgraded | 12.42
Portion of estimated site lighting load | 0
Does Total kWh p.a. align to site Lighting usage? | Yes
Include in Proposal | Select | Reason
Description for Proposal Execuive Summary
LIGHTING CONTROLS (without light retrofit) |  | Supply Cost | Install Cost | Total Cost
Quantity |  | 145 | 120 | 265
Freight
Total Cost to EW | 0
Energywise Margin | 25%
Total Cost to Client | 0
Estimated portion of lighting load covered
Estimated electricity spend for theses loads | 0
% Energy saving from sensors on covered loads
Financial Savings | 0
Whole site savings | 0%
Financial Payback | 0
Include in Proposal | Select | Reason
Description for Proposal Execuive Summary
AIR CONDITIONING OCCUPANCY SENSORS | Model | Options | Quantity | Supply Cost | Install Cost | Freight | Options Cost | Total Cost to EW | Total Cost to Client | kW per motor | Ave Occupancy | Hours per day AC on | % Cycle Time | kW p.a. | Total kW p.a. | % Savings | kWh Sav | $ savings p.a. | Payback
[8 empty] | 0 | 0 |  |  |  |  | 0 | 0 |  | 0 | 0 | 0
[8 empty] | 0 | 0 |  |  |  |  | 0 | 0 |  | 0 | 0 | 0
[8 empty] | 0 | 0 |  |  |  |  | 0 | 0 |  | 0 | 0 | 0
[8 empty] | 0 | 0 |  |  |  |  | 0 | 0 |  | 0 | 0 | 0
Energywise margin | 25% | [7 empty] | 0 | [5 empty] | 0 |  | 0 | 0 | 0
Total cost to Client | 0 |  | kWh p.a. saved | 0 | [7 empty] | Portion of estimated site HVAC usage |  |  | 0%
Portion of HVAC that is split systems for remotes |  |  | Portion of site load | 0%
Estimated electricity spend for theses loads | 0 |  | Financial Savings | 0
% energy saving from sensors
Financial Savings | 0
Saving as a % of total electricity expenditure | 0%
Does Total kWh p.a. align to site HVAC usage? | Yes
Include in Proposal | Yes | Reason
Description for Proposal Execuive Summary
PIAM&V REBATE
Applicable | Select
Number of certificates
Value per certificate
Gross rebate amount | 0
Energywise margin (%) | 10%
Net rebate to client | 0
Timeframe (months)
Include in Proposal | Select | Reason
Description for Proposal Execuive Summary
SOLUTIONS | Fixed Savings | Individual Cashflow Savings (p.a.) | Individual Capital Investment | Individual Payback | Electricity cost savings % from individual product | Cumulative electricity cost savings % | Yearly total elec spend less savings | kWh savings p.a. | Cumulative Savings | Total Capital Investment | Financial Payback | ROI | Include (Y or N)
Deposit paid |  |  | 0 | [6 empty] | 0 |  |  | Select
Variable electricity expenditure p.a. | [6 empty] | 0 |  |  | 0 |  |  | Select
Electricity Brokering |  | 0 | 0 | 0 | 0% | 0% | 0 |  | 0 | 0 | 0 | 0% | Select
Energy Monitoring with Analytics |  | 0 | 0 | 0 | 0% | 0% | 0 | 0 | 0 | 0 | 0 | 0% | Select
Power Factor Correction |  | 0 | 0 | 0 | 0% | 0% | 0 | 0 | 0 | 0 | 0 | 0% | Select
Voltage Optimisation |  | 0 | 0 | 0 | 0% | 0% | 0 | 0 | 0 | 0 | 0 | 0% | Select
Variable Speed Drives - Refrigeration | Y | 0 | 0 | 0 | 0% | 0% | 0 | 0 | 0 | 0 | 0 | 0% | Select
Variables Speed Drives - HVAC | Y | 0 | 0 | 0 | 0% | 0% | 0 | 0 | 0 | 0 | 0 | 0% | Select
Motor Optimisation - Refrigeration | Y | 0 | 0 | 0 | 0% | 0% | 0 | 0 | 0 | 0 | 0 | 0% | Yes
Motor Optimisation - HVAC | Y | 0 | 0 | 0 | 0% | 0% | 0 | 0 | 0 | 0 | 0 | 0% | Select
Air Destratification |  | 0 | 0 | 0 | 0% | 0% | 0 | 0 | 0 | 0 | 0 | 0% | Select
Energy Management System |  | 0 | 0 | 0 | 0% | 0% | 0 | 0 | 0 | 0 | 0 | 0% | Select
Refrigeration Thermostat Probes |  | 0 | 0 | 0 | 0% | 0% | 0 | 0 | 0 | 0 | 0 | 0% | Select
Fridge Timers |  | 0 | 0 | 0 | 0% | 0% | 0 | 0 | 0 | 0 | 0 | 0% | Select
Air Curtains - Refrigeration |  | 0 | 0 | 0 | 0% | 0% | 0 | 0 | 0 | 0 | 0 | 0% | Select
Fridge Door Alarms |  | 0 | 0 | 0 | 0% | 0% | 0 | 0 | 0 | 0 | 0 | 0% | Select
Heat Reflective Roof Paint |  | 0 | 0 | 0 | 0% | 0% | 0 | 0 | 0 | 0 | 0 | 0% | Select
Air Conditioning Occupancy Sensors |  | 0 | 0 | 0 | 0% | 0% | 0 | 0 | 0 | 0 | 0 | 0% | Select
TBC 1 |  |  |  | 0 |  | 0% | 0 | 0 | 0 | 0 | 0 | 0% | Select
TBC 2 |  |  |  | 0 |  | 0% | 0 | 0 | 0 | 0 | 0 | 0% | Select
Air Conditoner Remotes |  | 0 | 0 | 0 | 0% | 0% | 0 | 0 | 0 | 0 | 0 | 0% | Select
Lighting (and Occupancy sensors) | Y | 0 | 16334 | 0 | 0% | 0% | 0 | 0 | 0 | 16334 | 0 | 0% | Select
Lighting controls without lighting retrofit | Y | 0 | 0 | 0 | 0% | 0% | 0 | 0 | 0 | 16334 | 0 | 0% | Select
Solar PV | Y | 0 | 0 | 0 | 0% | 0% | 0 | 0 | 0 | 16334 | 0 | 0% | Select
Total |  | 0 | 16334 |  |  | 0% |  | 0 | 0 | 16334 | 0 | 0%
PIAM&V Rebate |  | 0
Safety Buffer | 0% |  |  |  | Without safety buffer | 0% |  |  | 0 | 16334 | 0 | 0%
Lease Calclutations and Cashflow Impacts |  |  | kWh Savings |  |  |  | No. of hours (money wasted)
Monthly Cumulative Savings | 0 |  | 1 year kWh reduction |  | 0 |  | 50 |  | 0
Monthly Lease Cost per $100,000 |  |  | 10 year kWh reduction |  | 0 |  | 100 |  | 0
Monthly Lease Cost for this project | 0
Lease Term (no of years) | Select |  | CO2 Savings |  |  |  | Cost of delay
Monthly Cashflow impact | 0 |  | 1 year CO2 reduction |  | 0 |  | Per Week |  | 0
Yearly Cashflow impact | 0 |  | 10 year CO2 reduction |  | 0 |  | Per Month |  | 0
ROI on monthly lease payment | 0% |  | k.g. CO2 saved p.a. per dollar invested |  | 0 |  | Per Year |  | 0
Capex |  |  | Electricity cost savings
5 Year Cashflow Impact of Project (capex) | 0 |  | 5-year elec cost savings - increase p.a. |  | 0
10 Year Cashflow Impact of Project (capex) | 0 |  | 10-year elec cost savings - increase p.a. |  | 0
Opex
5 Year Cashflow Impact of Project (5 YEAR lease) | 0
10 Year Cashflow Impact of Project (5 YEAR lease) | 0
10 Year Cashflow Impact of Project (7 YEAR lease) | 0
Proposal Information
Guaranteed Energy Savings | Select
Additional Comments re Energy Consumption
Additional Comments re Maximum Demand
Number of days per year spiking Max Demand
Additional Comments re Electricity Loads
Client a Tenant or Owner Occupier | Select
Description of site for proposal
SOLUTIONS | Individual Cashflow Savings (p.a.) | Individual Capital Investment | Individual Payback | Electricity cost savings % from individual product | Cumulative electricity cost savings % | Yearly total elec spend less savings | kWh savings p.a. | Cumulative Savings | Total Capital Investment | Financial Payback | ROI
Solar PV only |  |  |  |  | 0% |  |  | 0 | 0 | 0 | 0%
Other products excluding Solar PV |  |  |  |  | 0% |  |  |  |  | 0 | 0%
Combination of Solar PV and other products |  |  |  |  | 0% |  |  | 0 | 16334 | 0 | 0%
Product Combination Details
Variable electricity expenditure p.a.
Electricity Brokering
Energy Monitoring with Analytics
Power Factor Correction
Voltage Optimisation
Variable Speed Drives - Refrigeration
Variables Speed Drives - HVAC
Motor Optimisation - Refrigeration | 0 | 0 | 0 | 0% | 0% | 0 | 0 | 0 | 0 | 0 | 0%
Motor Optimisation - HVAC
Air Destratification
Energy Management System
Refrigeration Thermostat Probes
Fridge Timers
Air Curtains - Refrigeration
Fridge Door Alarms
Heat Reflective Roof Paint
Air Conditioning Occupancy Sensors
TBC 1
TBC 2
Air Conditoner Remotes
Lighting controls without lighting retrofit
Solar PV
Total | 0 | 16334 |  |  | 0% |  | 0 | 0 | 16334 | 0 | 0%
Note on C5: Total variable cost of electricity, as per 'Electricity Bills' section.
Note on D5: This is only different from previous year if we know that a new contract is being signed and we know the new price
Note on H8: If peak demand information is only available in KW, enter KW figures, make a note here and change vertical axis label in Peak Demand chart
Note on C19: Add from electricity bill if available. If not, use conversion figures below
Note on F27: i.e meter charges, fixed daily service charges - any amounts not influenced by usage
Note on F44: Sourced from 'Output' sheet
Note on I44: Sourced from 'Output' sheet
Note on H53: All at todays electricity prices
Note on H55: All at todays electricity prices
Note on B217: Description of Variable Speed Drive Application
Note on B242: Description of Variable Speed Drive Application
Note on B273: Description of application
Note on B290: Description of application

## Proposal Info
Client
Address
| Building Ownership | Select
Benefits
| SOLUTION | PAGES TO INCLUDE | Description for Executive Summary | Extend Life | Reduced Equip | Green Cred | More Peace | Improve Guest | Help Protect | Increase Retail | Improve Work | Less Worker | Reduce Expos | No More | Owner Occ | Land lords
1 | Executive Summary | Y
1 | Financial Analysis | Y
1 | Benefits | Y
1 | Electricity Analysis | Y
0 | Electricity Brokering |  |  |  |  | Y | [12 empty] | 1
0 | Energy Monitoring with Analytics |  |  |  |  | Y | [12 empty] | 1
0 | Power Factor Correction |  |  |  |  | Y | [12 empty] | 1
0 | Voltage Optimisation |  |  | Y | Y | Y |  |  | Y | [7 empty] | 1 | 1 | 1 |  |  | 1
0 | Variable Speed Drives - Refrigeration |  |  |  | Y | Y | Y | Y | [9 empty] | 1 | 1 | 1 | 1
0 | Variables Speed Drives - HVAC |  |  |  | Y | Y | Y | Y | [9 empty] | 1 | 1 | 1 | 1
1 | Motor Optimisation - Refrigeration | Y |  |  | Y | Y | Y | Y | [9 empty] | 1 | 1 | 1 | 1
0 | Motor Optimisation - HVAC |  |  |  | Y | Y | Y | Y | [9 empty] | 1 | 1 | 1 | 1
0 | Air Destratification |  |  |  |  | Y | Y | Y | [10 empty] | 1 | 1 | 1
0 | Energy Management System |  |  |  | Y | Y | Y | Y |  |  | Y |  |  | Y |  |  |  | 1 | 1 | 1 | 1 |  |  | 1 |  |  | 1
0 | Refrigeration Thermostat Probes |  |  |  | Y | Y | Y | [10 empty] | 1 | 1 | 1
0 | Fridge Timers |  |  |  | Y | Y | Y | [10 empty] | 1 | 1 | 1
0 | Air Curtains - Refrigeration |  |  |  | Y | Y | Y | Y | [9 empty] | 1 | 1 | 1 | 1
0 | Fridge Door Alarms |  |  |  | Y | Y | Y | [10 empty] | 1 | 1 | 1
0 | Heat Reflective Roof Paint |  |  |  | Y | Y | Y | [10 empty] | 1 | 1 | 1
0 | Air Conditioning Occupancy Sensors |  |  |  | Y | Y | Y | [10 empty] | 1 | 1 | 1
0 | TBC 1 |  |  |  |  | Y | [12 empty] | 1
0 | TBC 2 |  |  |  |  | Y | [12 empty] | 1
0 | Air Conditoner Remotes |  |  |  | Y | Y | Y | [10 empty] | 1 | 1 | 1
0 | Lighting (and Occupancy sensors) |  |  |  | Y | Y |  |  |  | Y | Y | Y | Y |  |  |  |  | 1 | 1 |  |  |  | 1 | 1 | 1 | 1
0 | Lighting controls without lighting retrofit |  |  |  | Y | Y |  |  |  |  | Y | [6 empty] | 1 | 1 |  |  |  |  | 1
0 | Solar PV |  |  |  |  | Y | [12 empty] | 1
1 | Rebates | Y
1 | Energywise | Y
1 | Commercial | Y
0 | Guaranteed Savings
1 | Accept Proposal | Y
0
0 |  |  |  |  | Y | Y | Y | Y
EXECUTIVE SUMMARY PAGE
| Number of years (lease term) | Select
10-year cashflow benefit (5 yr lease)
10-year cashflow benefit (7 year lease)
| Net cashflow impact over 10 years | 0
| Project energy savings guaranteed | Select
| Solutions Recommended | List descriptions in 'description for executive summary' above.
FINANCIAL ANALYSIS PAGE
| Description of site | 0
| PIAM&V | Select
| PIAM&V amount | 0
Operating Investment Solution
| Monthly financial savings | 0
| Estimated monthly rental | 0
| Number of years (lease term) | Select
| Cashflow benefit per month | 0
| Cashflow benefit per year | 0
| Return on Investment on lease | 0%
10-year cashflow benefit (5 yr lease)
10-year cashflow benefit (7 year lease)
| Estimated rebate as a Cash Payment | 0
| kWh energy consumption reduction | 0%
| Guaranteed Energy Savings | Select
| % p.a.Increase in electricity tariffs | 5%
| Is lighting included | Select
$ reduction in maintenance from LED's
Labour rate $/hr
Capital Investment Solution
| Financial savings in year 1 | 0
| Investment | 16334
| PIAM&V rebate (if Yes) | 0
| Net Investment (If PIAM&V = Y) | 16334
| Straight-line financial payback | 0
| Return on investment | 0%
| 10 year cash flow benefit | 0
| kWh energy consumption reduction | 0%
| Guaranteed Energy Savings | Select
| % p.a.Increase in electricity tariffs | 5%
| Is lighting included | Select
$ reduction in maintenance from LED's
Labour rate $/hr
BENEFITS PAGE
Financial Benefits
| Number of years (lease term) | Select
| Is lighting included | Select
$ reduction in maintenance from LED's
| Net project cash flow from operating investment (if 5 year lease) | 0
| Net project cash flow from operating investment (if 7 year lease) | 0
| % p.a.Increase in electricity tariffs | 5%
| Net project cash flow from capital investment | 0
| % p.a.Increase in electricity tariffs | 5%
| Burning $50 note X hours | 0
| Cost avoidance - 10 year savings | 0
| % p.a.Increase in electricity tariffs | 5%
Sustainability Benefits
| Kg reduction p.a. | 0
| Additional Benefits | Refer row 6 - items highlighted yellow
ELECTRICITY ANALYSIS PAGE
| Estimated kWh p.a. | 0
Average bundled cost of electricity
| Estimated electricity expenditure | 0
| Additional Comments re Energy Consumption | 0
| Additional Comments re Maximum Demand | 0
| Number of days per year spiking Max Demand | 0
| Additional Comments re Electricity Loads | 0
PRODUCTS PAGES
SOLAR PV PAGE
| System size (kW) | 0
| Panel Brand | 0 | Warranty-yrs
| Inverter Brand | 0 | Warranty-yrs
| Reduction in kWh charges ($) | 0
| Potential demand savings ($) | 0
| Estimated demand savings ($) | 0
VOLTAGE OPTIMISATION

## Raw data
Day | kW | kWh | kVA | Max Demand | Key Details | 2 | Ave kW | 0 | Ave kWh | 0 | Yearly kWh | 0
Select
Select
Select
Select
Select
Select
Select
Select
Select
Select
Select
Select
Select
Select
Select
Select
Select
Select
Select
Select
Select
Select
Select
Select
Select
Select
Select
Select
Select
Select
Select
Select
Select
Select
Select
Select
Select
Select
Select
Select
Select
Select
Select
Select
Select
Select
Select
Select
Select
Select
Select
Select
Select
Select
Select
Select
Select
Select
Select
Select
Select
Select
Select
Select
Select
Select
Select
Select
Select
Select
Select
Select
Select
Select
Select
Select
Select
Select
Select
Select
Select
Select
Select
Select
Select
Select
Select
Select
Select
Select
Select
Select
Select
Select
Select
Select
Select
Select
Select
Select
Select
Select
Select
Select
Select
Select
Select
Select
Select
Select
Select
Select
Select
Select
Select
Select
Select
Select
Select
Select
Select
Select
Select
Select
Select
Select
Select
Select
Select
Select
Select
Select
Select
Select
Select
Select
Select
Select
Select
Select
Select
Select
Select
Select
Select
Select
Select
Select
Select
Select
Select
Select
Select
Select
Select
Select
Select
Select
Select
Select
Select
Select
Select
Select
Select
Select
Select
Select
Select
Select
Select
Select
Select
Select
Select
Select
Select
Select
Select
Select
Select
Select
Select
Select
Select
Select
Select
Select
Select
Select
Select
Select
Select
Select
Select
Select
Select
Select
Select
Select
Select
Select
Select
Select
Select
Select
Select
Select
Select
Select
Select
Select
Select
Select
Select
Select
Select
Select
Select
Select
Select
Select
Select
Select
Select
Select
Select
Select
Select
Select
Select
Select
Select
Select
Select
Select
Select
Select
Select
Select
Select
Select
Select
Select
Select
Select
Select
Select
Select
Select
Select
Select
Select
Select
Select
Select
Select
Select
Select
Select
Select
Select
Select
Select
Select
Select
Select
Select
Select
Select
Select
Select
Select
Select
Select
Select
Select
Select
Select
Select
Select
Select
Select
Select
Select
Select
Select
Select
Select
Select
Select
Select
Select
Select
Select
Select
Select
Select
Select
Select
Select
Select
Select
Select
Select
Select
Select
Select
Select
Select
Select
Select
Select
Select
Select
Select
Select
Select
Select
Select
Select
Select
Select
Select
Select
Select
Select
Select
Select
Select
Select
Select
Select
Select
Select
Select
Select
Select
Select
Select
Select
Select
Select
Select
Select
Select
Select
Select
Select
Select
Select
Select
Select
Select
Select
Select
Select
Select
Select
Select
Select
Select
Select
Select
Select
Select
Select
Select
Select
Select
Select
Select
Select
Select
Select
Select
Select
Select
Select
Select
Select
Select
Select
Select
Select
Select
Select
Select
Select
Select
Select
Select
Select
Select
Select
Select
Select
Select
Select
Select
Select
Select
Select
Select
Select
Select
Select
Select
Select
Select
Select
Select
Select
Select
Select
Select
Select
Select
Select
Select
Select
Select
Select
Select
Select
Select
Select
Select
Select
Select
Select
Select
Select
Select
Select
Select
Select
Select
Select
Select
Select
Select
Select
Select
Select
Select
Select
Select
Select
Select
Select
Select
Select
Select
Select
Select
Select
Select
Select
Select
Select
Select
Select
Select
Select
Select
Select
Select
Select
Select
Select
Select
Select
Select
Select
Select
Select
Select
Select
Select
Select
Select
Select
Select
Select
Select
Select
Select
Select
Select
Select
Select
Select
Select
Select
Select
Select
Select
Select
Select
Select
Select
Select
Select
Select
Select
Select
Select
Select
Select
Select
Select
Select
Select
Select
Select
Select
Select
Select
Select
Select
Select
Select
Select
Select
Select
Select
Select
Select
Select
Select
Select
Select
Select
Select
Select
Select
Select
Select
Select
Select
Select
Select
Select
Select
Select
Select
Select
Select
Select
Select
Select
Select
Select
Select
Select
Select
Select
Select
Select
Select
Select
Select
Select
Select
Select
Select
Select
Select
Select
Select
Select
Select
Select
Select
Select
Select
Select
Select
Select
Select
Select
Select
Select
Select
Select
Select
Select
Select
Select
Select
Select
Select
Select
Select
Select
Select
Select
Select
Select
Select
Select
Select
Select
Select
Select
Select
Select
Select
Select
Select
Select
Select
Select
Select
Select
Select
Select
Select
Select
Select
Select
Select
Select
Select
Select
Select
Select
Select
Select
Select
Select
Select
Select
Select
Select
Select
Select
Select
Select
Select
Select
Select
Select
Select
Select
Select
Select
Select
Select
Select
Select
Select
Select
Select
Select
Select
Select
Select
Select
Select
Select
Select
Select
Select
Select
Select
Select
Select
Select
Select
Select
Select
Select
Select
Select
Select
Select
Select
Select
Select
Select
Select
Select
Select
Select
Select
Select
Select
Select
Select
Select
Select
Select
Select
Select
Select
Select
Select
Select
Select
Select
Select
Select
Select
Select
Select
Select
Select
Select
Select
Select
Select
Select
Select
Select
Select
Select
Select
Select
Select
Select
Select
Select
Select
Select
Select
Select
Select
Select
Select
Select
Select
Select
Select
Select
Select
Select
Select
Select
Select
Select
Select
Select
Select
Select
Select
Select
Select
Select
Select
Select
Select
Select
Select
Select
Select
Select
Select
Select
Select
Select
Select
Select
Select
Select
Select
Select
Select
Select
Select
Select
Select
Select
Select
Select
Select
Select
Select
Select
Select
Select
Select
Select
Select
Select
Select
Select
Select
Select
Select
Select
Select
Select
Select
Select
Select
Select
Select
Select
Select
Select
Select
Select
Select
Select
Select
Select
Select
Select
Select
Select
Select
Select
Select
Select
Select
Select
Select
Select
Select
Select
Select
Select
Select
Select
Select
Select
Select
Select
Select
Select
Select
Select
Select
Select
Select
Select
Select
Select
Select
Select
Select
Select
Select
Select
Select
Select
Select
Select
Select
Select
Select
Select
Select
Select
Select
Select
Select
Select
Select
Select
Select
Select
Select
Select
Select
Select
Select
Select
Select
Select
Select
Select
Select
Select
Select
Select
Select
Select
Select
Select
Select
Select
Select
Select
Select
Select
Select
Select
Select
Select
Select
Select
Select
Select
Select
Select
Select
Select
Select
Select
Select
Select
Select
Select
Select
Select
Select
Select
Select
Select
Select
Select
Select
Select
Select
Select
Select
Select
Select
Select
Select
Select
Select
Select
Select
Select
Select
Select
Select
Select
Select
Select
Select
Select
Select
Select
Select
Select
Select
Select
Select
Select
Select
Select
Select
Select
Select
Select
Select
Select
Select
Select
Select
Select
Select
Select
Select
Select
Select
Select
Select
Select
Select
Select
Select
Select
Select
Select
Select
Select
Select
Select
Select
Select
Select
Select
Select
Select
Select
Select
Select
Select
Select
Select
Select
Select
Select
Select
Select
Select
Select
Select
Select
Select
Select
Select
Select
Select
Select
Select
Select
Select
Select
Select
Select
Select
Select
Select
Select
Select
Select
Select
Select
Select
Select
Select
Select
Select
Select
Select
Select
Select
Select
Select
Select
Select
Select
Select
Select
Select
Select
Select
Select
Select
Select
Select
Select
Select
Select
Select
Select
Select
Select
Select
Select
Select
Select
Select
Select
Select
Select
Select
Select
Select
Select
Select
Select
Select
Select
Select
Select
Select
Select
Select
Select
Select
Select
Select
Select
Select
Select
Select
Select
Select
Select
Select
Select
Select
Select
Select
Select
Select
Select
Select
Select
Select
Select
Select
Select
Select
Select
Select
Select
Select
Select
Select
Select
Select
Select
Select
Select
Select
Select
Select
Select
Select
Select
Select
Select
Select
Select
Select
Select
Select
Select
Select
Select
Select
Select
Select
Select
Select
Select
Select
Select
Select
Select
Select
Select
Select
Select
Select
Select
Select
Select
Select
Select
Select
Select
Select
Select
Select
Select
Select
Select
Select
Select
Select
Select
Select
Select
Select
Select
Select
Select
Select
Select
Select
Select
Select
Select
Select
Select
Select
Select
Select
Select
Select
Select
Select
Select
Select
Select
Select
Select
Select
Select
Select
Select
Select
Select
Select
Select
Select
Select
Select
Select
Select
Select
Select
Select
Select
Select
Select
Select
Select
Select
Select
Select
Select
Select
Select
Select
Select
Select
Select
Select
Select
Select
Select
Select
Select
Select
Select
Select
Select
Select
Select
Select
Select
Select
Select
Select
Select
Select
Select
Select
Select
Select
Select
Select
Select
Select
Select
Select
Select
Select
Select
Select
Select
Select
Select
Select
Select
Select
Select
Select
Select
Select
Select
Select
Select
Select
Select
Select
Select
Select
Select
Select
Select
Select
Select
Select
Select
Select
Select
Select
Select
Select
Select
Select
Select
Select
Select
Select
Select
Select
Select
Select
Select
Select
Select
Select
Select
Select
Select
Select
Select
Select
Select
Select
Select
Select
Select
Select
Select
Select
Select
Select
Select
Select
Select
Select
Select
Select
Select
Select
Select
Select
Select
Select
Select
Select
Select
Select
Select
Select
Select
Select
Select
Select
Select
Select
Select
Select
Select
Select
Select
Select
Select
Select
Select
Select
Select
Select
Select
Select
Select
Select
Select
Select
Select
Select
Select
Select
Select
Select
Select
Select
Select
Select
Select
Select
Select
Select
Select
Select
Select
Select
Select
Select
Select
Select
Select
Select
Select
Select
Select
Select
Select
Select
Select
Select
Select
Select
Select
Select
Select
Select
Select
Select
Select
Select
Select
Select
Select
Select
Select
Select
Select
Select
Select
Select
Select
Select
Select
Select
Select
Select
Select
Select
Select
Select
Select
Select
Select
Select
Select
Select
Select
Select
Select
Select
Select
Select
Select
Select
Select
Select
Select
Select
Select
Select
Select
Select
Select
Select
Select
Select
Select
Select
Select
Select
Select
Select
Select
Select
Select
Select
Select
Select
Select
Select
Select
Select
Select
Select
Select
Select
Select
Select
Select
Select
Select
Select
Select
Select
Select
Select
Select
Select
Select
Select
Select
Select
Select
Select
Select
Select
Select
Select
Select
Select
Select
Select
Select
Select
Select
Select
Select
Select
Select
Select
Select
Select
Select
Select
Select
Select
Select
Select
Select
Select
Select
Select
Select
Select
Select
Select
Select
Select
Select
Select
Select
Select
Select
Select
Select
Select
Select
Select
Select
Select
Select
Select
Select
Select
Select
Select
Select
Select
Select
Select
Select
Select
Select
Select
Select
Select
Select
Select
Select
Select
Select
Select
Select
Select
Select
Select
Select
Select
Select
Select
Select
Select
Select
Select
Select
Select
Select
Select
Select
Select
Select
Select
Select
Select
Select
Select
Select
Select
Select
Select
Select
Select
Select
Select
Select
Select
Select
Select
Select
Select
Select
Select
Select
Select
Select
Select
Select
Select
Select
Select
Select
Select
Select
Select
Select
Select
Select
Select
Select
Select
Select
Select
Select
Select
Select
Select
Select
Select
Select
Select
Select
Select
Select
Select
Select
Select
Select
Select
Select
Select
Select
Select
Select
Select
Select
Select
Select
Select
Select
Select
Select
Select
Select
Select
Select
Select
Select
Select
Select
Select
Select
Select
Select
Select
Select
Select
Select
Select
Select
Select
Select
Select
Select
Select
Select
Select
Select
Select
Select
Select
Select
Select
Select
Select
Select
Select
Select
Select
Select
Select
Select
Select
Select
Select
Select
Select
Select
Select
Select
Select
Select
Select
Select
Select
Select
Select
Select
Select
Select
Select
Select
Select
Select
Select
Select
Select
Select
Select
Select
Select
Select
Select
Select
Select
Select
Select
Select
Select
Select
Select
Select
Select
Select
Select
Select
Select
Select
Select
Select
Select
Select
Select
Select
Select
Select
Select
Select
Select
Select
Select
Select
Select
Select
Select
Select
Select
Select
Select
Select
Select
Select
Select
Select
Select
Select
Select
Select
Select
Select
Select
Select
Select
Select
Select
Select
Select
Select
Select
Select
Select
Select
Select
Select
Select
Select
Select
Select
Select
Select
Select
Select
Select
Select
Select
Select
Select
Select
Select
Select
Select
Select
Select
Select
Select
Select
Select
Select
Select
Select
Select
Select
Select
Select
Select
Select
Select
Select
Select
Select
Select
Select
Select
Select
Select
Select
Select
Select
Select
Select
Select
Select
Select
Select
Select
Select
Select
Select
Select
Select
Select
Select
Select
Select
Select
Select
Select
Select
Select
Select
Select
Select
Select
Select
Select
Select
Select
Select
Select
Select
Select
Select
Select
Select
Select
Select
Select
Select
Select
Select
Select
Select
Select
Select
Select
Select
Select
Select
Select
Select
Select
Select
Select
Select
Select
Select
Select
Select
Select
Select
Select
Select
Select
Select
Select
Select
Select
Select
Select
Select
Select
Select
Select
Select
Select
Select
Select
Select
Select
Select
Select
Select
Select
Select
Select
Select
Select
Select
Select
Select
Select
Select
Select
Select
Select
Select
Select
Select
Select
Select
Select
Select
Select
Select
Select
Select
Select
Select
Select
Select
Select
Select
Select
Select
Select
Select
Select
Select
Select
Select
Select
Select
Select
Select
Select
Select
Select
Select
Select
Select
Select
Select
Select
Select
Select
Select
Select
Select
Select
Select
Select
Select
Select
Select
Select
Select
Select
Select
Select
Select
Select
Select
Select
Select
Select
Select
Select
Select
Select
Select
Select
Select
Select
Select
Select
Select
Select
Select
Select
Select
Select
Select
Select
Select
Select
Select
Select
Select
Select
Select
Select
Select
Select
Select
Select
Select
Select
Select
Select
Select
Select
Select
Select
Select
Select
Select
Select
Select
Select
Select
Select
Select
Select
Select
Select
Select
Select
Select
Select
Select
Select
Select
Select
Select
Select
Select
Select
Select
Select
Select
Select
Select
Select
Select
Select
Select
Select
Select
Select
Select
Select
Select
Select
Select
Select
Select
Select
Select
Select
Select
Select
Select
Select
Select
Select
Select
Select
Select
Select
Select
Select
Select
Select
Select
Select
Select
Select
Select
Select
Select
Select
Select
Select
Select
Select
Select
Select
Select
Select
Select
Select
Select
Select
Select
Select
Select
Select
Select
Select
Select
Select
Select
Select
Select
Select
Select
Select
Select
Select
Select
Select
Select
Select
Select
Select
Select
Select
Select
Select
Select
Select
Select
Select
Select
Select
Select
Select
Select
Select
Select
Select
Select
Select
Select
Select
Select
Select
Select
Select
Select
Select
Select
Select
Select
Select
Select
Select
Select
Select
Select
Select
Select
Select
Select
Select
Select
Select
Select
Select
Select
Select
Select
Select
Select
Select
Select
Select
Select
Select
Select
Select
Select
Select
Select
Select
Select
Select
Select
Select
Select
Select
Select
Select
Select
Select
Select
Select
Select
Select
Select
Select
Select
Select
Select
Select
Select
Select
Select
Select
Select
Select
Select
Select
Select
Select
Select
Select
Select
Select
Select
Select
Select
Select
Select
Select
Select
Select
Select
Select
Select
Select
Select
Select
Select
Select
Select
Select
Select
Select
Select
Select
Select
Select
Select
Select
Select
Select
Select
Select
Select
Select
Select
Select
Select
Select
Select
Select
Select
Select
Select
Select
Select
Select
Select
Select
Select
Select
Select
Select
Select
Select
Select
Select
Select
Select
Select
Select
Select
Select
Select
Select
Select
Select
Select
Select
Select
Select
Select
Select
Select
Select
Select
Select
Select
Select
Select
Select
Select
Select
Select
Select
Select
Select
Select
Select
Select
Select
Select
Select
Select
Select
Select
Select
Select
Select
Select
Select
Select
Select
Select
Select
Select
Select
Select
Select
Select
Select
Select
Select
Select
Select
Select
Select
Select
Select
Select
Select
Select
Select
Select
Select
Select
Select
Select
Select
Select
Select
Select
Select
Select
Select
Select
Select
Select
Select
Select
Select
Select
Select
Select
Select
Select
Select
Select
Select
Select
Select
Select
Select
Select
Select
Select
Select
Select
Select
Select
Select
Select
Select
Select
Select
Select
Select
Select
Select
Select
Select
Select
Select
Select
Select
Select
Select
Select
Select
Select
Select
Select
Select
Select
Select
Select
Select
Select
Select
Select
Select
Select
Select
Select
Select
Select
Select
Select
Select
Select
Select
Select
Select
Select
Select
Select
Select
Select
Select
Select
Select
Select
Select
Select
Select
Select
Select
Select
Select
Select
Select
Select
Select
Select
Select
Select
Select
Select
Select
Select
Select
Select
Select
Select
Select
Select
Select
Select
Select
Select
Select
Select
Select
Select
Select
Select
Select
Select
Select
Select
Select
Select
Select
Select
Select
Select
Select
Select
Select
Select
Select
Select
Select
Select
Select
Select
Select
Select
Select
Select
Select
Select
Select
Select
Select
Select
Select
Select
Select
Select
Select
Select
Select
Select
Select
Select
Select
Select
Select
Select
Select
Select
Select
Select
Select
Select
Select
Select
Select
Select
Select
Select
Select
Select
Select
Select
Select
Select
Select
Select
Select
Select
Select
Select
Select
Select
Select
Select
Select
Select
Select
Select
Select
Select
Select
Select
Select
Select
Select
Select
Select
Select
Select
Select
Select
Select
Select
Select
Select
Select
Select
Select
Select
Select
Select
Select
Select
Select
Select
Select
Select
Select
Select
Select
Select
Select
Select
Select
Select
Select
Select
Select
Select
Select
Select
Select
Select
Select
Select
Select
Select
Select
Select
Select
Select
Select
Select
Select
Select
Select
Select
Select
Select
Select
Select
Select
Select
Select
Select
Select
Select
Select
Select
Select
Select
Select
Select
Select
Select
Select
Select
Select
Select
Select
Select
Select
Select
Select
Select
Select
Select
Select
Select
Select
Select
Select
Select
Select
Select
Select
Select
Select
Select
Select
Select
Select
Select
Select
Select
Select
Select
Select
Select
Select
Select
Select
Select
Select
Select
Select
Select
Select
Select
Select
Select
Select
Select
Select
Select
Select
Select
Select
Select
Select
Select
Select
Select
Select
Select
Select
Select
Select
Select
Select
Select
Select
Select
Select
Select
Select
Select
Select
Select
Select
Select
Select
Select
Select
Select
Select
Select
Select
Select
Select
Select
Select
Select
Select
Select
Select
Select
Select
Select
Select
Select
Select
Select
Select
Select
Select
Select
Select
Select
Select
Select
Select
Select
Select
Select
Select
Select
Select
Select
Select
Select
Select
Select
Select
Select
Select
Select
Select
Select
Select
Select
Select
Select
Select
Select
Select
Select
Select
Select
Select
Select
Select
Select
Select
Select
Select
Select
Select
Select
Select
Select
Select
Select
Select
Select
Select
Select
Select
Select
Select
Select
Select
Select
Select
Select
Select
Select
Select
Select
Select
Select
Select
Select
Select
Select
Select
Select
Select
Select
Select
Select
Select
Select
Select
Select
Select
Select
Select
Select
Select
Select
Select
Select
Select
Select
Select
Select
Select
Select
Select
Select
Select
Select
Select
Select
Select
Select
Select
Select
Select
Select
Select
Select
Select
Select
Select
Select
Select
Select
Select
Select
Select
Select
Select
Select
Select
Select
Select
Select
Select
Select
Select
Select
Select
Select
Select
Select
Select
Select
Select
Select
Select
Select
Select
Select
Select
Select
Select
Select
Select
Select
Select
Select
Select
Select
Select
Select
Select
Select
Select
Select
Select
Select
Select
Select
Select
Select
Select
Select
Select
Select
Select
Select
Select
Select
Select
Select
Select
Select
Select
Select
Select
Select
Select
Select
Select
Select
Select
Select
Select
Select
Select
Select
Select
Select
Select
Select
Select
Select
Select
Select
Select
Select
Select
Select
Select
Select
Select
Select
Select
Select
Select
Select
Select
Select
Select
Select
Select
Select
Select
Select
Select
Select
Select
Select
Select
Select
Select
Select
Select
Select
Select
Select
Select
Select
Select
Select
Select
Select
Select
Select
Select
Select
Select
Select
Select
Select
Select
Select
Select
Select
Select
Select
Select
Select
Select
Select
Select
Select
Select
Select
Select
Select
Select
Select
Select
Select
Select
Select
Select
Select
Select
Select
Select
Select
Select
Select
Select
Select
Select
Select
Select
Select
Select
Select
Select
Select
Select
Select
Select
Select
Select
Select
Select
Select
Select
Select
Select
Select
Select
Select
Select
Select
Select
Select
Select
Select
Select
Select
Select
Select
Select
Select
Select
Select
Select
Select
Select
Select
Select
Select
Select
Select
Select
Select
Select
Select
Select
Select
Select
Select
Select
Select
Select
Select
Select
Select
Select
Select
Select
Select
Select
Select
Select
Select
Select
Select
Select
Select
Select
Select
Select
Select
Select
Select
Select
Select
Select
Select
Select
Select
Select
Select
Select
Select
Select
Select
Select
Select
Select
Select
Select
Select
Select
Select
Select
Select
Select
Select
Select
Select
Select
Select
Select
Select
Select
Select
Select
Select
Select
Select
Select
Select
Select
Select
Select
Select
Select
Select
Select
Select
Select
Select
Select
Select
Select
Select
Select
Select
Select
Select
Select
Select
Select
Select
Select
Select
Select
Select
Select
Select
Select
Select
Select
Select
Select
Select
Select
Select
Select
Select
Select
Select
Select
Select
Select
Select
Select
Select
Select
Select
Select
Select
Select
Select
Select
Select
Select
Select
Select
Select
Select
Select
Select
Select
Select
Select
Select
Select
Select
Select
Select
Select
Select
Select
Select
Select
Select
Select
Select
Select
Select
Select
Select
Select
Select
Select
Select
Select
Select
Select
Select
Select
Select
Select
Select
Select
Select
Select
Select
Select
Select
Select
Select
Select
Select
Select
Select
Select
Select
Select
Select
Select
Select
Select
Select
Select
Select
Select
Select
Select
Select
Select
Select
Select
Select
Select
Select
Select
Select
Select
Select
Select
Select
Select
Select
Select
Select
Select
Select
Select
Select
Select
Select
Select
Select
Select
Select
Select
Select
Select
Select
Select
Select
Select
Select
Select
Select
Select
Select
Select
Select
Select
Select
Select
Select
Select
Select
Select
Select
Select
Select
Select
Select
Select
Select
Select
Select
Select
Select
Select
Select
Select
Select
Select
Select
Select
Select
Select
Select
Select
Select
Select
Select
Select
Select
Select
Select
Select
Select
Select
Select
Select
Select
Select
Select
Select
Select
Select
Select
Select
Select
Select
Select
Select
Select
Select
Select
Select
Select
Select
Select
Select
Select
Select
Select
Select
Select
Select
Select
Select
Select
Select
Select
Select
Select
Select
Select
Select
Select
Select
Select
Select
Select
Select
Select
Select
Select
Select
Select
Select
Select
Select
Select
Select
Select
Select
Select
Select
Select
Select
Select
Select
Select
Select
Select
Select
Select
Select
Select
Select
Select
Select
Select
Select
Select
Select
Select
Select
Select
Select
Select
Select
Select
Select
Select
Select
Select
Select
Select
Select
Select
Select
Select
Select
Select
Select
Select
Select
Select
Select
Select
Select
Select
Select
Select
Select
Select
Select
Select
Select
Select
Select
Select
Select
Select
Select
Select
Select
Select
Select
Select
Select
Select
Select
Select
Select
Select
Select
Select
Select
Select
Select
Select
Select
Select
Select
Select
Select
Select
Select
Select
Select
Select
Select
Select
Select
Select
Select
Select
Select
Select
Select
Select
Select
Select
Select
Select
Select
Select
Select
Select
Select
Select
Select
Select
Select
Select
Select
Select
Select
Select
Select
Select
Select
Select
Select
Select
Select
Select
Select
Select
Select
Select
Select
Select
Select
Select
Select
Select
Select
Select
Select
Select
Select
Select
Select
Select
Select
Select
Select
Select
Select
Select
Select
Select
Select
Select
Select
Select
Select
Select
Select
Select
Select
Select
Select
Select
Select
Select
Select
Select
Select
Select
Select
Select
Select
Select
Select
Select
Select
Select
Select
Select
Select
Select
Select
Select
Select
Select
Select
Select
Select
Select
Select
Select
Select
Select
Select
Select
Select
Select
Select
Select
Select
Select
Select
Select
Select
Select
Select
Select
Select
Select
Select
Select
Select
Select
Select
Select
Select
Select
Select
Select
Select
Select
Select
Select
Select
Select
Select
Select
Select
Select
Select
Select
Select
Select
Select
Select
Select
Select
Select
Select
Select
Select
Select
Select
Select
Select
Select
Select
Select
Select
Select
Select
Select
Select
Select
Select
Select
Select
Select
Select
Select
Select
Select
Select
Select
Select
Select
Select
Select
Select
Select
Select
Select
Select
Select
Select
Select
Select
Select
Select
Select
Select
Select
Select
Select
Select
Select
Select
Select
Select
Select
Select
Select
Select
Select
Select
Select
Select
Select
Select
Select
Select
Select
Select
Select
Select
Select
Select
Select
Select
Select
Select
Select
Select
Select
Select
Select
Select
Select
Select
Select
Select
Select
Select
Select
Select
Select
Select
Select
Select
Select
Select
Select
Select
Select
Select
Select
Select
Select
Select
Select
Select
Select
Select
Select
Select
Select
Select
Select
Select
Select
Select
Select
Select
Select
Select
Select
Select
Select
Select
Select
Select
Select
Select
Select
Select
Select
Select
Select
Select
Select
Select
Select
Select
Select
Select
Select
Select
Select
Select
Select
Select
Select
Select
Select
Select
Select
Select
Select
Select
Select
Select
Select
Select
Select
Select
Select
Select
Select
Select
Select
Select
Select
Select
Select
Select
Select
Select
Select
Select
Select
Select
Select
Select
Select
Select
Select
Select
Select
Select
Select
Select
Select
Select
Select
Select
Select
Select
Select
Select
Select
Select
Select
Select
Select
Select
Select
Select
Select
Select
Select
Select
Select
Select
Select
Select
Select
Select
Select
Select
Select
Select
Select
Select
Select
Select
Select
Select
Select
Select
Select
Select
Select
Select
Select
Select
Select
Select
Select
Select
Select
Select
Select
Select
Select
Select
Select
Select
Select
Select
Select
Select
Select
Select
Select
Select
Select
Select
Select
Select
Select
Select
Select
Select
Select
Select
Select
Select
Select
Select
Select
Select
Select
Select
Select
Select
Select
Select
Select
Select
Select
Select
Select
Select
Select
Select
Select
Select
Select
Select
Select
Select
Select
Select
Select
Select
Select
Select
Select
Select
Select
Select
Select
Select
Select
Select
Select
Select
Select
Select
Select
Select
Select
Select
Select
Select
Select
Select
Select
Select
Select
Select
Select
Select
Select
Select
Select
Select
Select
Select
Select
Select
Select
Select
Select
Select
Select
Select
Select
Select
Select
Select
Select
Select
Select
Select
Select
Select
Select
Select
Select
Select
Select
Select
Select
Select
Select
Select
Select
Select
Select
Select
Select
Select
Select
Select
Select
Select
Select
Select
Select
Select
Select
Select
Select
Select
Select
Select
Select
Select
Select
Select
Select
Select
Select
Select
Select
Select
Select
Select
Select
Select
Select
Select
Select
Select
Select
Select
Select
Select
Select
Select
Select
Select
Select
Select
Select
Select
Select
Select
Select
Select
Select
Select
Select
Select
Select
Select
Select
Select
Select
Select
Select
Select
Select
Select
Select
Select
Select
Select
Select
Select
Select
Select
Select
Select
Select
Select
Select
Select
Select
Select
Select
Select
Select
Select
Select
Select
Select
Select
Select
Select
Select
Select
Select
Select
Select
Select
Select
Select
Select
Select
Select
Select
Select
Select
Select
Select
Select
Select
Select
Select
Select
Select
Select
Select
Select
Select
Select
Select
Select
Select
Select
Select
Select
Select
Select
Select
Select
Select
Select
Select
Select
Select
Select
Select
Select
Select
Select
Select
Select
Select
Select
Select
Select
Select
Select
Select
Select
Select
Select
Select
Select
Select
Select
Select
Select
Select
Select
Select
Select
Select
Select
Select
Select
Select
Select
Select
Select
Select
Select
Select
Select
Select
Select
Select
Select
Select
Select
Select
Select
Select
Select
Select
Select
Select
Select
Select
Select
Select
Select
Select
Select
Select
Select
Select
Select
Select
Select
Select
Select
Select
Select
Select
Select
Select
Select
Select
Select
Select
Select
Select
Select
Select
Select
Select
Select
Select
Select
Select
Select
Select
Select
Select
Select
Select
Select
Select
Select
Select
Select
Select
Select
Select
Select
Select
Select
Select
Select
Select
Select
Select
Select
Select
Select
Select
Select
Select
Select
Select
Select
Select
Select
Select
Select
Select
Select
Select
Select
Select
Select
Select
Select
Select
Select
Select
Select
Select
Select
Select
Select
Select
Select
Select
Select
Select
Select
Select
Select
Select
Select
Select
Select
Select
Select
Select
Select
Select
Select
Select
Select
Select
Select
Select
Select
Select
Select
Select
Select
Select
Select
Select
Select
Select
Select
Select
Select
Select
Select
Select
Select
Select
Select
Select
Select
Select
Select
Select
Select
Select
Select
Select
Select
Select
Select
Select
Select
Select
Select
Select
Select
Select
Select
Select
Select
Select
Select
Select
Select
Select
Select
Select
Select
Select
Select
Select
Select
Select
Select
Select
Select
Select
Select
Select
Select
Select
Select
Select
Select
Select
Select
Select
Select
Select
Select
Select
Select
Select
Select
Select
Select
Select
Select
Select
Select
Select
Select
Select
Select
Select
Select
Select
Select
Select
Select
Select
Select
Select
Select
Select
Select
Select
Select
Select
Select
Select
Select
Select
Select
Select
Select
Select
Select
Select
Select
Select
Select
Select
Select
Select
Select
Select
Select
Select
Select
Select
Select
Select
Select
Select
Select
Select
Select
Select
Select
Select
Select
Select
Select
Select
Select
Select
Select
Select
Select
Select
Select
Select
Select
Select
Select
Select
Select
Select
Select
Select
Select
Select
Select
Select
Select
Select
Select
Select
Select
Select
Select
Select
Select
Select
Select
Select
Select
Select
Select
Select
Select
Select
Select
Select
Select
Select
Select
Select
Select
Select
Select
Select
Select
Select
Select
Select
Select
Select
Select
Select
Select
Select
Select
Select
Select
Select
Select
Select
Select
Select
Select
Select
Select
Select
Select
Select
Select
Select
Select
Select
Select
Select
Select
Select
Select
Select
Select
Select
Select
Select
Select
Select
Select
Select
Select
Select
Select
Select
Select
Select
Select
Select
Select
Select
Select
Select
Select
Select
Select
Select
Select
Select
Select
Select
Select
Select
Select
Select
Select
Select
Select
Select
Select
Select
Select
Select
Select
Select
Select
Select
Select
Select
Select
Select
Select
Select
Select
Select
Select
Select
Select
Select
Select
Select
Select
Select
Select
Select
Select
Select
Select
Select
Select
Select
Select
Select
Select
Select
Select
Select
Select
Select
Select
Select
Select
Select
Select
Select
Select
Select
Select
Select
Select
Select
Select
Select
Select
Select
Select
Select
Select
Select
Select
Select
Select
Select
Select
Select
Select
Select
Select
Select
Select
Select
Select
Select
Select
Select
Select
Select
Select
Select
Select
Select
Select
Select
Select
Select
Select
Select
Select
Select
Select
Select
Select
Select
Select
Select
Select
Select
Select
Select
Select
Select
Select
Select
Select
Select
Select
Select
Select
Select
Select
Select
Select
Select
Select
Select
Select
Select
Select
Select
Select
Select
Select
Select
Select
Select
Select
Select
Select
Select
Select
Select
Select
Select
Select
Select
Select
Select
Select
Select
Select
Select
Select
Select
Select
Select
Select
Select
Select
Select
Select
Select
Select
Select
Select
Select
Select
Select
Select
Select
Select
Select
Select
Select
Select
Select
Select
Select
Select
Select
Select
Select
Select
Select
Select
Select
Select
Select
Select
Select
Select
Select
Select
Select
Select
Select
Select
Select
Select
Select
Select
Select
Select
Select
Select
Select
Select
Select
Select
Select
Select
Select
Select
Select
Select
Select
Select
Select
Select
Select
Select
Select
Select
Select
Select
Select
Select
Select
Select
Select
Select
Select
Select
Select
Select
Select
Select
Select
Select
Select
Select
Select
Select
Select
Select
Select
Select
Select
Select
Select
Select
Select
Select
Select
Select
Select
Select
Select
Select
Select
Select
Select
Select
Select
Select
Select
Select
Select
Select
Select
Select
Select
Select
Select
Select
Select
Select
Select
Select
Select
Select
Select
Select
Select
Select
Select
Select
Select
Select
Select
Select
Select
Select
Select
Select
Select
Select
Select
Select
Select
Select
Select
Select
Select
Select
Select
Select
Select
Select
Select
Select
Select
Select
Select
Select
Select
Select
Select
Select
Select
Select
Select
Select
Select
Select
Select
Select
Select
Select
Select
Select
Select
Select
Select
Select
Select
Select
Select
Select
Select
Select
Select
Select
Select
Select
Select
Select
Select
Select
Select
Select
Select
Select
Select
Select
Select
Select
Select
Select
Select
Select
Select
Select
Select
Select
Select
Select
Select
Select
Select
Select
Select
Select
Select
Select
Select
Select
Select
Select
Select
Select
Select
Select
Select
Select
Select
Select
Select
Select
Select
Select
Select
Select
Select
Select
Select
Select
Select
Select
Select
Select
Select
Select
Select
Select
Select
Select
Select
Select
Select
Select
Select
Select
Select
Select
Select
Select
Select
Select
Select
Select
Select
Select
Select
Select
Select
Select
Select
Select
Select
Select
Select
Select
Select
Select
Select
Select
Select
Select
Select
Select
Select
Select
Select
Select
Select
Select
Select
Select
Select
Select
Select
Select
Select
Select
Select
Select
Select
Select
Select
Select
Select
Select
Select
Select
Select
Select
Select
Select
Select
Select
Select
Select
Select
Select
Select
Select
Select
Select
Select
Select
Select
Select
Select
Select
Select
Select
Select
Select
Select
Select
Select
Select
Select
Select
Select
Select
Select
Select
Select
Select
Select
Select
Select
Select
Select
Select
Select
Select
Select
Select
Select
Select
Select
Select
Select
Select
Select
Select
Select
Select
Select
Select
Select
Select
Select
Select
Select
Select
Select
Select
Select
Select
Select
Select
Select
Select
Select
Select
Select
Select
Select
Select
Select
Select
Select
Select
Select
Select
Select
Select
Select
Select
Select
Select
Select
Select
Select
Select
Select
Select
Select
Select
Select
Select
Select
Select
Select
Select
Select
Select
Select
Select
Select
Select
Select
Select
Select
Select
Select
Select
Select
Select
Select
Select
Select
Select
Select
Select
Select
Select
Select
Select
Select
Select
Select
Select
Select
Select
Select
Select
Select
Select
Select
Select
Select
Select
Select
Select
Select
Select
Select
Select
Select
Select
Select
Select
Select
Select
Select
Select
Select
Select
Select
Select
Select
Select
Select
Select
Select
Select
Select
Select
Select
Select
Select
Select
Select
Select
Select
Select
Select
Select
Select
Select
Select
Select
Select
Select
Select
Select
Select
Select
Select
Select
Select
Select
Select
Select
Select
Select
Select
Select
Select
Select
Select
Select
Select
Select
Select
Select
Select
Select
Select
Select
Select
Select
Select
Select
Select
Select
Select
Select
Select
Select
Select
Select
Select
Select
Select
Select
Select
Select
Select
Select
Select
Select
Select
Select
Select
Select
Select
Select
Select
Select
Select
Select
Select
Select
Select
Select
Select
Select
Select
Select
Select
Select
Select
Select
Select
Select
Select
Select
Select
Select
Select
Select
Select
Select
Select
Select
Select
Select
Select
Select
Select
Select
Select
Select
Select
Select
Select
Select
Select
Select
Select
Select
Select
Select
Select
Select
Select
Select
Select
Select
Select
Select
Select
Select
Select
Select
Select
Select
Select
Select
Select
Select
Select
Select
Select
Select
Select
Select
Select
Select
Select
Select
Select
Select
Select
Select
Select
Select
Select
Select
Select
Select
Select
Select
Select
Select
Select
Select
Select
Select
Select
Select
Select
Select
Select
Select
Select
Select
Select
Select
Select
Select
Select
Select
Select
Select
Select
Select
Select
Select
Select
Select
Select
Select
Select
Select
Select
Select
Select
Select
Select
Select
Select
Select
Select
Select
Select
Select
Select
Select
Select
Select
Select
Select
Select
Select
Select
Select
Select
Select
Select
Select
Select
Select
Select
Select
Select
Select
Select
Select
Select
Select
Select
Select
Select
Select
Select
Select
Select
Select
Select
Select
Select
Select
Select
Select
Select
Select
Select
Select
Select
Select
Select
Select
Select
Select
Select
Select
Select
Select
Select
Select
Select
Select
Select
Select
Select
Select
Select
Select
Select
Select
Select
Select
Select
Select
Select
Select
Select
Select
Select
Select
Select
Select
Select
Select
Select
Select
Select
Select
Select
Select
Select
Select
Select
Select
Select
Select
Select
Select
Select
Select
Select
Select
Select
Select
Select
Select
Select
Select
Select
Select
Select
Select
Select
Select
Select
Select
Select
Select
Select
Select
Select
Select
Select
Select
Select
Select
Select
Select
Select
Select
Select
Select
Select
Select
Select
Select
Select
Select
Select
Select
Select
Select
Select
Select
Select
Select
Select
Select
Select
Select
Select
Select
Select
Select
Select
Select
Select
Select
Select
Select
Select
Select
Select
Select
Select
Select
Select
Select
Select
Select
Select
Select
Select
Select
Select
Select
Select
Select
Select
Select
Select
Select
Select
Select
Select
Select
Select
Select
Select
Select
Select
Select
Select
Select
Select
Select
Select
Select
Select
Select
Select
Select
Select
Select
Select
Select
Select
Select
Select
Select
Select
Select
Select
Select
Select
Select
Select
Select
Select
Select
Select
Select
Select
Select
Select
Select
Select
Select
Select
Select
Select
Select
Select
Select
Select
Select
Select
Select
Select
Select
Select
Select
Select
Select
Select
Select
Select
Select
Select
Select
Select
Select
Select
Select
Select
Select
Select
Select
Select
Select
Select
Select
Select
Select
Select
Select
Select
Select
Select
Select
Select
Select
Select
Select
Select
Select
Select
Select
Select
Select
Select
Select
Select
Select
Select
Select
Select
Select
Select
Select
Select
Select
Select
Select
Select
Select
Select
Select
Select
Select
Select
Select
Select
Select
Select
Select
Select
Select
Select
Select
Select
Select
Select
Select
Select
Select
Select
Select
Select
Select
Select
Select
Select
Select
Select
Select
Select
Select
Select
Select
Select
Select
Select
Select
Select
Select
Select
Select
Select
Select
Select
Select
Select
Select
Select
Select
Select
Select
Select
Select
Select
Select
Select
Select
Select
Select
Select
Select
Select
Select
Select
Select
Select
Select
Select
Select
Select
Select
Select
Select
Select
Select
Select
Select
Select
Select
Select
Select
Select
Select
Select
Select
Select
Select
Select
Select
Select
Select
Select
Select
Select
Select
Select
Select
Select
Select
Select
Select
Select
Select
Select
Select
Select
Select
Select
Select
Select
Select
Select
Select
Select
Select
Select
Select
Select
Select
Select
Select
Select
Select
Select
Select
Select
Select
Select
Select
Select
Select
Select
Select
Select
Select
Select
Select
Select
Select
Select
Select
Select
Select
Select
Select
Select
Select
Select
Select
Select
Select
Select
Select
Select
Select
Select
Select
Select
Select
Select
Select
Select
Select
Select
Select
Select
Select
Select
Select
Select
Select
Select
Select
Select
Select
Select
Select
Select
Select
Select
Select
Select
Select
Select
Select
Select
Select
Select
Select
Select
Select
Select
Select
Select
Select
Select
Select
Select
Select
Select
Select
Select
Select
Select
Select
Select
Select
Select
Select
Select
Select
Select
Select
Select
Select
Select
Select
Select
Select
Select
Select
Select
Select
Select
Select
Select
Select
Select
Select
Select
Select
Select
Select
Select
Select
Select
Select
Select
Select
Select
Select
Select
Select
Select
Select
Select
Select
Select
Select
Select
Select
Select
Select
Select
Select
Select
Select
Select
Select
Select
Select
Select
Select
Select
Select
Select
Select
Select
Select
Select
Select
Select
Select
Select
Select
Select
Select
Select
Select
Select
Select
Select
Select
Select
Select
Select
Select
Select
Select
Select
Select
Select
Select
Select
Select
Select
Select
Select
Select
Select
Select
Select
Select
Select
Select
Select
Select
Select
Select
Select
Select
Select
Select
Select
Select
Select
Select
Select
Select
Select
Select
Select
Select
Select
Select
Select
Select
Select
Select
Select
Select
Select
Select
Select
Select
Select
Select
Select
Select
Select
Select
Select
Select
Select
Select
Select
Select
Select
Select
Select
Select
Select
Select
Select
Select
Select
Select
Select
Select
Select
Select
Select
Select
Select
Select
Select
Select
Select
Select
Select
Select
Select
Select
Select
Select
Select
Select
Select
Select
Select
Select
Select
Select
Select
Select
Select
Select
Select
Select
Select
Select
Select
Select
Select
Select
Select
Select
Select
Select
Select
Select
Select
Select
Select
Select
Select
Select
Select
Select
Select
Select
Select
Select
Select
Select
Select
Select
Select
Select
Select
Select
Select
Select
Select
Select
Select
Select
Select
Select
Select
Select
Select
Select
Select
Select
Select
Select
Select
Select
Select
Select
Select
Select
Select
Select
Select
Select
Select
Select
Select
Select
Select
Select
Select
Select
Select
Select
Select
Select
Select
Select
Select
Select
Select
Select
Select
Select
Select
Select
Select
Select
Select
Select
Select
Select
Select
Select
Select
Select
Select
Select
Select
Select
Select
Select
Select
Select
Select
Select
Select
Select
Select
Select
Select
Select
Select
Select
Select
Select
Select
Select
Select
Select
Select
Select
Select
Select
Select
Select
Select
Select
Select
Select
Select
Select
Select
Select
Select
Select
Select
Select
Select
Select
Select
Select
Select
Select
Select
Select
Select
Select
Select
Select
Select
Select
Select
Select
Select
Select
Select
Select
Select
Select
Select
Select
Select
Select
Select
Select
Select
Select
Select
Select
Select
Select
Select
Select
Select
Select
Select
Select
Select
Select
Select
Select
Select
Select
Select
Select
Select
Select
Select
Select
Select
Select
Select
Select
Select
Select
Select
Select
Select
Select
Select
Select
Select
Select
Select
Select
Select
Select
Select
Select
Select
Select
Select
Select
Select
Select
Select
Select
Select
Select
Select
Select
Select
Select
Select
Select
Select
Select
Select
Select
Select
Select
Select
Select
Select
Select
Select
Select
Select
Select
Select
Select
Select
Select
Select
Select
Select
Select
Select
Select
Select
Select
Select
Select
Select
Select
Select
Select
Select
Select
Select
Select
Select
Select
Select
Select
Select
Select
Select
Select
Select
Select
Select
Select
Select
Select
Select
Select
Select
Select
Select
Select
Select
Select
Select
Select
Select
Select
Select
Select
Select
Select
Select
Select
Select
Select
Select
Select
Select
Select
Select
Select
Select
Select
Select
Select
Select
Select
Select
Select
Select
Select
Select
Select
Select
Select
Select
Select
Select
Select
Select
Select
Select
Select
Select
Select
Select
Select
Select
Select
Select
Select
Select
Select
Select
Select
Select
Select
Select
Select
Select
Select
Select
Select
Select
Select
Select
Select
Select
Select
Select
Select
Select
Select
Select
Select
Select
Select
Select
Select
Select
Select
Select
Select
Select
Select
Select
Select
Select
Select
Select
Select
Select
Select
Select
Select
Select
Select
Select
Select
Select
Select
Select
Select
Select
Select
Select
Select
Select
Select
Select
Select
Select
Select
Select
Select
Select
Select
Select
Select
Select
Select
Select
Select
Select
Select
Select
Select
Select
Select
Select
Select
Select
Select
Select
Select
Select
Select
Select
Select
Select
Select
Select
Select
Select
Select
Select
Select
Select
Select
Select
Select
Select
Select
Select
Select
Select
Select
Select
Select
Select
Select
Select
Select
Select
Select
Select
Select
Select
Select
Select
Select
Select
Select
Select
Select
Select
Select
Select
Select
Select
Select
Select
Select
Select
Select
Select
Select
Select
Select
Select
Select
Select
Select
Select
Select
Select
Select
Select
Select
Select
Select
Select
Select
Select
Select
Select
Select
Select
Select
Select
Select
Select
Select
Select
Select
Select
Select
Select
Select
Select
Select
Select
Select
Select
Select
Select
Select
Select
Select
Select
Select
Select
Select
Select
Select
Select
Select
Select
Select
Select
Select
Select
Select
Select
Select
Select
Select
Select
Select
Select
Select
Select
Select
Select
Select
Select
Select
Select
Select
Select
Select
Select
Select
Select
Select
Select
Select
Select
Select
Select
Select
Select
Select
Select
Select
Select
Select
Select
Select
Select
Select
Select
Select
Select
Select
Select
Select
Select
Select
Select
Select
Select
Select
Select
Select
Select
Select
Select
Select
Select
Select
Select
Select
Select
Select
Select
Select
Select
Select
Select
Select
Select
Select
Select
Select
Select
Select
Select
Select
Select
Select
Select
Select
Select
Select
Select
Select
Select
Select
Select
Select
Select
Select
Select
Select
Select
Select
Select
Select
Select
Select
Select
Select
Select
Select
Select
Select
Select
Select
Select
Select
Select
Select
Select
Select
Select
Select
Select
Select
Select
Select
Select
Select
Select
Select
Select
Select
Select
Select
Select
Select
Select
Select
Select
Select
Select
Select
Select
Select
Select
Select
Select
Select
Select
Select
Select
Select
Select
Select
Select
Select
Select
Select
Select
Select
Select
Select
Select
Select
Select
Select
Select
Select
Select
Select
Select
Select
Select
Select
Select
Select
Select
Select
Select
Select
Select
Select
Select
Select
Select
Select
Select
Select
Select
Select
Select
Select
Select
Select
Select
Select
Select
Select
Select
Select
Select
Select
Select
Select
Select
Select
Select
Select
Select
Select
Select
Select
Select
Select
Select
Select
Select
Select
Select
Select
Select
Select
Select
Select
Select
Select
Select
Select
Select
Select
Select
Select
Select
Select
Select
Select
Select
Select
Select
Select
Select
Select
Select
Select
Select
Select
Select
Select
Select
Select
Select
Select
Select
Select
Select
Select
Select
Select
Select
Select
Select
Select
Select
Select
Select
Select
Select
Select
Select
Select
Select
Select
Select
Select
Select
Select
Select
Select
Select
Select
Select
Select
Select
Select
Select
Select
Select
Select
Select
Select
Select
Select
Select
Select
Select
Select
Select
Select
Select
Select
Select
Select
Select
Select
Select
Select
Select
Select
Select
Select
Select
Select
Select
Select
Select
Select
Select
Select
Select
Select
Select
Select
Select
Select
Select
Select
Select
Select
Select
Select
Select
Select
Select
Select
Select
Select
Select
Select
Select
Select
Select
Select
Select
Select
Select
Select
Select
Select
Select
Select
Select
Select
Select
Select
Select
Select
Select
Select
Select
Select
Select
Select
Select
Select
Select
Select
Select
Select
Select
Select
Select
Select
Select
Select
Select
Select
Select
Select
Select
Select
Select
Select
Select
Select
Select
Select
Select
Select
Select
Select
Select
Select
Select
Select
Select
Select
Select
Select
Select
Select
Select
Select
Select
Select
Select
Select
Select
Select
Select
Select
Select
Select
Select
Select
Select
Select
Select
Select
Select
Select
Select
Select
Select
Select
Select
Select
Select
Select
Select
Select
Select
Select
Select
Select
Select
Select
Select
Select
Select
Select
Select
Select
Select
Select
Select
Select
Select
Select
Select
Select
Select
Select
Select
Select
Select
Select
Select
Select
Select
Select
Select
Select
Select
Select
Select
Select
Select
Select
Select
Select
Select
Select
Select
Select
Select
Select
Select
Select
Select
Select
Select
Select
Select
Select
Select
Select
Select
Select
Select
Select
Select
Select
Select
Select
Select
Select
Select
Select
Select
Select
Select
Select
Select
Select
Select
Select
Select
Select
Select
Select
Select
Select
Select
Select
Select
Select
Select
Select
Select
Select
Select
Select
Select
Select
Select
Select
Select
Select
Select
Select
Select
Select
Select
Select
Select
Select
Select
Select
Select
Select
Select
Select
Select
Select
Select
Select
Select
Select
Select
Select
Select
Select
Select
Select
Select
Select
Select
Select
Select
Select
Select
Select
Select
Select
Select
Select
Select
Select
Select
Select
Select
Select
Select
Select
Select
Select
Select
Select
Select
Select
Select
Select
Select
Select
Select
Select
Select
Select
Select
Select
Select
Select
Select
Select
Select
Select
Select
Select
Select
Select
Select
Select
Select
Select
Select
Select
Select
Select
Select
Select
Select
Select
Select
Select
Select
Select
Select
Select
Select
Select
Select
Select
Select
Select
Select
Select
Select
Select
Select
Select
Select
Select
Select
Select
Select
Select
Select
Select
Select
Select
Select
Select
Select
Select
Select
Select
Select
Select
Select
Select
Select
Select
Select
Select
Select
Select
Select
Select
Select
Select
Select
Select
Select
Select
Select
Select
Select
Select
Select
Select
Select
Select
Select
Select
Select
Select
Select
Select
Select
Select
Select
Select
Select
Select
Select
Select
Select
Select
Select
Select
Select
Select
Select
Select
Select
Select
Select
Select
Select
Select
Select
Select
Select
Select
Select
Select
Select
Select
Select
Select
Select
Select
Select
Select
Select
Select
Select
Select
Select
Select
Select
Select
Select
Select
Select
Select
Select
Select
Select
Select
Select
Select
Select
Select
Select
Select
Select
Select
Select
Select
Select
Select
Select
Select
Select
Select
Select
Select
Select
Select
Select
Select
Select
Select
Select
Select
Select
Select
Select
Select
Select
Select
Select
Select
Select
Select
Select
Select
Select
Select
Select
Select
Select
Select
Select
Select
Select
Select
Select
Select
Select
Select
Select
Select
Select
Select
Select
Select
Select
Select
Select
Select
Select
Select
Select
Select
Select
Select
Select
Select
Select
Select
Select
Select
Select
Select
Select
Select
Select
Select
Select
Select
Select
Select
Select
Select
Select
Select
Select
Select
Select
Select
Select
Select
Select
Select
Select
Select
Select
Select
Select
Select
Select
Select
Select
Select
Select
Select
Select
Select
Select
Select
Select
Select
Select
Select
Select
Select
Select
Select
Select
Select
Select
Select
Select
Select
Select
Select
Select
Select
Select
Select
Select
Select
Select
Select
Select
Select
Select
Select
Select
Select
Select
Select
Select
Select
Select
Select
Select
Select
Select
Select
Select
Select
Select
Select
Select
Select
Select
Select
Select
Select
Select
Select
Select
Select
Select
Select
Select
Select
Select
Select
Select
Select
Select
Select
Select
Select
Select
Select
Select
Select
Select
Select
Select
Select
Select
Select
Select
Select
Select
Select
Select
Select
Select
Select
Select
Select
Select
Select
Select
Select
Select
Select
Select
Select
Select
Select
Select
Select
Select
Select
Select
Select
Select
Select
Select
Select
Select
Select
Select
Select
Select
Select
Select
Select
Select
Select
Select
Select
Select
Select
Select
Select
Select
Select
Select
Select
Select
Select
Select
Select
Select
Select
Select
Select
Select
Select
Select
Select
Select
Select
Select
Select
Select
Select
Select
Select
Select
Select
Select
Select
Select
Select
Select
Select
Select
Select
Select
Select
Select
Select
Select
Select
Select
Select
Select
Select
Select
Select
Select
Select
Select
Select
Select
Select
Select
Select
Select
Select
Select
Select
Select
Select
Select
Select
Select
Select
Select
Select
Select
Select
Select
Select
Select
Select
Select
Select
Select
Select
Select
Select
Select
Select
Select
Select
Select
Select
Select
Select
Select
Select
Select
Select
Select
Select
Select
Select
Select
Select
Select
Select
Select
Select
Select
Select
Select
Select
Select
Select
Select
Select
Select
Select
Select
Select
Select
Select
Select
Select
Select
Select
Select
Select
Select
Select
Select
Select
Select
Select
Select
Select
Select
Select
Select
Select
Select
Select
Select
Select
Select
Select
Select
Select
Select
Select
Select
Select
Select
Select
Select
Select
Select
Select
Select
Select
Select
Select
Select
Select
Select
Select
Select
Select
Select
Select
Select
Select
Select
Select
Select
Select
Select
Select
Select
Select
Select
Select
Select
Select
Select
Select
Select
Select
Select
Select
Select
Select
Select
Select
Select
Select
Select
Select
Select
Select
Select
Select
Select
Select
Select
Select
Select
Select
Select
Select
Select
Select
Select
Select
Select
Select
Select
Select
Select
Select
Select
Select
Select
Select
Select
Select
Select
Select
Select
Select
Select
Select
Select
Select
Select
Select
Select
Select
Select
Select
Select
Select
Select
Select
Select
Select
Select
Select
Select
Select
Select
Select
Select
Select
Select
Select
Select
Select
Select
Select
Select
Select
Select
Select
Select
Select
Select
Select
Select
Select
Select
Select
Select
Select
Select
Select
Select
Select
Select
Select
Select
Select
Select
Select
Select
Select
Select
Select
Select
Select
Select
Select
Select
Select
Select
Select
Select
Select
Select
Select
Select
Select
Select
Select
Select
Select
Select
Select
Select
Select
Select
Select
Select
Select
Select
Select
Select
Select
Select
Select
Select
Select
Select
Select
Select
Select
Select
Select
Select
Select
Select
Select
Select
Select
Select
Select
Select
Select
Select
Select
Select
Select
Select
Select
Select
Select
Select
Select
Select
Select
Select
Select
Select
Select
Select
Select
Select
Select
Select
Select
Select
Select
Select
Select
Select
Select
Select
Select
Select
Select
Select
Select
Select
Select
Select
Select
Select
Select
Select
Select
Select
Select
Select
Select
Select
Select
Select
Select
Select
Select
Select
Select
Select
Select
Select
Select
Select
Select
Select
Select
Select
Select
Select
Select
Select
Select
Select
Select
Select
Select
Select
Select
Select
Select
Select
Select
Select
Select
Select
Select
Select
Select
Select
Select
Select
Select
Select
Select
Select
Select
Select
Select
Select
Select
Select
Select
Select
Select
Select
Select
Select
Select
Select
Select
Select
Select
Select
Select
Select
Select
Select
Select
Select
Select
Select
Select
Select
Select
Select
Select
Select
Select
Select
Select
Select
Select
Select
Select
Select
Select
Select
Select
Select
Select
Select
Select
Select
Select
Select
Select
Select
Select
Select
Select
Select
Select
Select
Select
Select
Select
Select
Select
Select
Select
Select
Select
Select
Select
Select
Select
Select
Select
Select
Select
Select
Select
Select
Select
Select
Select
Select
Select
Select
Select
Select
Select
Select
Select
Select
Select
Select
Select
Select
Select
Select
Select
Select
Select
Select
Select
Select
Select
Select
Select
Select
Select
Select
Select
Select
Select
Select
Select
Select
Select
Select
Select
Select
Select
Select
Select
Select
Select
Select
Select
Select
Select
Select
Select
Select
Select
Select
Select
Select
Select
Select
Select
Select
Select
Select
Select
Select
Select
Select
Select
Select
Select
Select
Select
Select
Select
Select
Select
Select
Select
Select
Select
Select
Select
Select
Select
Select
Select
Select
Select
Select
Select
Select
Select
Select
Select
Select
Select
Select
Select
Select
Select
Select
Select
Select
Select
Select
Select
Select
Select
Select
Select
Select
Select
Select
Select
Select
Select
Select
Select
Select
Select
Select
Select
Select
Select
Select
Select
Select
Select
Select
Select
Select
Select
Select
Select
Select
Select
Select
Select
Select
Select
Select
Select
Select
Select
Select
Select
Select
Select
Select
Select
Select
Select
Select
Select
Select
Select
Select
Select
Select
Select
Select
Select
Select
Select
Select
Select
Select
Select
Select
Select
Select
Select
Select
Select
Select
Select
Select
Select
Select
Select
Select
Select
Select
Select
Select
Select
Select
Select
Select
Select
Select
Select
Select
Select
Select
Select
Select
Select
Select
Select
Select
Select
Select
Select
Select
Select
Select
Select
Select
Select
Select
Select
Select
Select
Select
Select
Select
Select
Select
Select
Select
Select
Select
Select
Select
Select
Select
Select
Select
Select
Select
Select
Select
Select
Select
Select
Select
Select
Select
Select
Select
Select
Select
Select
Select
Select
Select
Select
Select
Select
Select
Select
Select
Select
Select
Select
Select
Select
Select
Select
Select
Select
Select
Select
Select
Select
Select
Select
Select
Select
Select
Select
Select
Select
Select
Select
Select
Select
Select
Select
Select
Select
Select
Select
Select
Select
Select
Select
Select
Select
Select
Select
Select
Select
Select
Select
Select
Select
Select
Select
Select
Select
Select
Select
Select
Select
Select
Select
Select
Select
Select
Select
Select
Select
Select
Select
Select
Select
Select
Select
Select
Select
Select
Select
Select
Select
Select
Select
Select
Select
Select
Select
Select
Select
Select
Select
Select
Select
Select
Select
Select
Select
Select
Select
Select
Select
Select
Select
Select
Select
Select
Select
Select
Select
Select
Select
Select
Select
Select
Select
Select
Select
Select
Select
Select
Select
Select
Select
Select
Select
Select
Select
Select
Select
Select
Select
Select
Select
Select
Select
Select
Select
Select
Select
Select
Select
Select
Select
Select
Select
Select
Select
Select
Select
Select
Select
Select
Select
Select
Select
Select
Select
Select
Select
Select
Select
Select
Select
Select
Select
Select
Select
Select
Select
Select
Select
Select
Select
Select
Select
Select
Select
Select
Select
Select
Select
Select
Select
Select
Select
Select
Select
Select
Select
Select
Select
Select
Select
Select
Select
Select
Select
Select
Select
Select
Select
Select
Select
Select
Select
Select
Select
Select
Select
Select
Select
Select
Select
Select
Select
Select
Select
Select
Select
Select
Select
Select
Select
Select
Select
Select
Select
Select
Select
Select
Select
Select
Select
Select
Select
Select
Select
Select
Select
Select
Select
Select
Select
Select
Select
Select
Select
Select
Select
Select
Select
Select
Select
Select
Select
Select
Select
Select
Select
Select
Select
Select
Select
Select
Select
Select
Select
Select
Select
Select
Select
Select
Select
Select
Select
Select
Select
Select
Select
Select
Select
Select
Select
Select
Select
Select
Select
Select
Select
Select
Select
Select
Select
Select
Select
Select
Select
Select
Select
Select
Select
Select
Select
Select
Select
Select
Select
Select
Select
Select
Select
Select
Select
Select
Select
Select
Select
Select
Select
Select
Select
Select
Select
Select
Select
Select
Select
Select
Select
Select
Select
Select
Select
Select
Select
Select
Select
Select
Select
Select
Select
Select
Select
Select
Select
Select
Select
Select
Select
Select
Select
Select
Select
Select
Select
Select
Select
Select
Select
Select
Select
Select
Select
Select
Select
Select
Select
Select
Select
Select
Select
Select
Select
Select
Select
Select
Select
Select
Select
Select
Select
Select
Select
Select
Select
Select
Select
Select
Select
Select
Select
Select
Select
Select
Select
Select
Select
Select
Select
Select
Select
Select
Select
Select
Select
Select
Select
Select
Select
Select
Select
Select
Select
Select
Select
Select
Select
Select
Select
Select
Select
Select
Select
Select
Select
Select
Select
Select
Select
Select
Select
Select
Select
Select
Select
Select
Select
Select
Select
Select
Select
Select
Select
Select
Select
Select
Select
Select
Select
Select
Select
Select
Select
Select
Select
Select
Select
Select
Select
Select
Select
Select
Select
Select
Select
Select
Select
Select
Select
Select
Select
Select
Select
Select
Select
Select
Select
Select
Select
Select
Select
Select
Select
Select
Select
Select
Select
Select
Select
Select
Select
Select
Select
Select
Select
Select
Select
Select
Select
Select
Select
Select
Select
Select
Select
Select
Select
Select
Select
Select
Select
Select
Select
Select
Select
Select
Select
Select
Select
Select
Select
Select
Select
Select
Select
Select
Select
Select
Select
Select
Select
Select
Select
Select
Select
Select
Select
Select
Select
Select
Select
Select
Select
Select
Select
Select
Select
Select
Select
Select
Select
Select
Select
Select
Select
Select
Select
Select
Select
Select
Select
Select
Select
Select
Select
Select
Select
Select
Select
Select
Select
Select
Select
Select
Select
Select
Select
Select
Select
Select
Select
Select
Select
Select
Select
Select
Select
Select
Select
Select
Select
Select
Select
Select
Select
Select
Select
Select
Select
Select
Select
Select
Select
Select
Select
Select
Select
Select
Select
Select
Select
Select
Select
Select
Select
Select
Select
Select
Select
Select
Select
Select
Select
Select
Select
Select
Select
Select
Select
Select
Select
Select
Select
Select
Select
Select
Select
Select
Select
Select
Select
Select
Select
Select
Select
Select
Select
Select
Select
Select
Select
Select
Select
Select
Select
Select
Select
Select
Select
Select
Select
Select
Select
Select
Select
Select
Select
Select
Select
Select
Select
Select
Select
Select
Select
Select
Select
Select
Select
Select
Select
Select
Select
Select
Select
Select
Select
Select
Select
Select
Select
Select
Select
Select
Select
Select
Select
Select
Select
Select
Select
Select
Select
Select
Select
Select
Select
Select
Select
Select
Select
Select
Select
Select
Select
Select
Select
Select
Select
Select
Select
Select
Select
Select
Select
Select
Select
Select
Select
Select
Select
Select
Select
Select
Select
Select
Select
Select
Select
Select
Select
Select
Select
Select
Select
Select
Select
Select
Select
Select
Select
Select
Select
Select
Select
Select
Select
Select
Select
Select
Select
Select
Select
Select
Select
Select
Select
Select
Select
Select
Select
Select
Select
Select
Select
Select
Select
Select
Select
Select
Select
Select
Select
Select
Select
Select
Select
Select
Select
Select
Select
Select
Select
Select
Select
Select
Select
Select
Select
Select
Select
Select
Select
Select
Select
Select
Select
Select
Select
Select
Select
Select
Select
Select
Select
Select
Select
Select
Select
Select
Select
Select
Select
Select
Select
Select
Select
Select
Select
Select
Select
Select
Select
Select
Select
Select
Select
Select
Select
Select
Select
Select
Select
Select
Select
Select
Select
Select
Select
Select
Select
Select
Select
Select
Select
Select
Select
Select
Select
Select
Select
Select
Select
Select
Select
Select
Select
Select
Select
Select
Select
Select
Select
Select
Select
Select
Select
Select
Select
Select
Select
Select
Select
Select
Select
Select
Select
Select
Select
Select
Select
Select
Select
Select
Select
Select
Select
Select
Select
Select
Select
Select
Select
Select
Select
Select
Select
Select
Select
Select
Select
Select
Select
Select
Select
Select
Select
Select
Select
Select
Select
Select
Select
Select
Select
Select
Select
Select
Select
Select
Select
Select
Select
Select
Select
Select
Select
Select
Select
Select
Select
Select
Select
Select
Select
Select
Select
Select
Select
Select
Select
Select
Select
Select
Select
Select
Select
Select
Select
Select
Select
Select
Select
Select
Select
Select
Select
Select
Select
Select
Select
Select
Select
Select
Select
Select
Select
Select
Select
Select
Select
Select
Select
Select
Select
Select
Select
Select
Select
Select
Select
Select
Select
Select
Select
Select
Select
Select
Select
Select
Select
Select
Select
Select
Select
Select
Select
Select
Select
Select
Select
Select
Select
Select
Select
Select
Select
Select
Select
Select
Select
Select
Select
Select
Select
Select
Select
Select
Select
Select
Select
Select
Select
Select
Select
Select
Select
Select
Select
Select
Select
Select
Select
Select
Select
Select
Select
Select
Select
Select
Select
Select
Select
Select
Select
Select
Select
Select
Select
Select
Select
Select
Select
Select
Select
Select
Select
Select
Select
Select
Select
Select
Select
Select
Select
Select
Select
Select
Select
Select
Select
Select
Select
Select
Select
Select
Select
Select
Select
Select
Select
Select
Select
Select
Select
Select
Select
Select
Select
Select
Select
Select
Select
Select
Select
Select
Select
Select
Select
Select
Select
Select
Select
Select
Select
Select
Select
Select
Select
Select
Select
Select
Select
Select
Select
Select
Select
Select
Select
Select
Select
Select
Select
Select
Select
Select
Select
Select
Select
Select
Select
Select
Select
Select
Select
Select
Select
Select
Select
Select
Select
Select
Select
Select
Select
Select
Select
Select
Select
Select
Select
Select
Select
Select
Select
Select
Select
Select
Select
Select
Select
Select
Select
Select
Select
Select
Select
Select
Select
Select
Select
Select
Select
Select
Select
Select
Select
Select
Select
Select
Select
Select
Select
Select
Select
Select
Select
Select
Select
Select
Select
Select
Select
Select
Select
Select
Select
Select
Select
Select
Select
Select
Select
Select
Select
Select
Select
Select
Select
Select
Select
Select
Select
Select
Select
Select
Select
Select
Select
Select
Select
Select
Select
Select
Select
Select
Select
Select
Select
Select
Select
Select
Select
Select
Select
Select
Select
Select
Select
Select
Select
Select
Select
Select
Select
Select
Select
Select
Select
Select
Select
Select
Select
Select
Select
Select
Select
Select
Select
Select
Select
Select
Select
Select
Select
Select
Select
Select
Select
Select
Select
Select
Select
Select
Select
Select
Select
Select
Select
Select
Select
Select
Select
Select
Select
Select
Select
Select
Select
Select
Select
Select
Select
Select
Select
Select
Select
Select
Select
Select
Select
Select
Select
Select
Select
Select
Select
Select
Select
Select
Select
Select
Select
Select
Select
Select
Select
Select
Select
Select
Select
Select
Select
Select
Select
Select
Select
Select
Select
Select
Select
Select
Select
Select
Select
Select
Select
Select
Select
Select
Select
Select
Select
Select
Select
Select
Select
Select
Select
Select
Select
Select
Select
Select
Select
Select
Select
Select
Select
Select
Select
Select
Select
Select
Select
Select
Select
Select
Select
Select
Select
Select
Select
Select
Select
Select
Select
Select
Select
Select
Select
Select
Select
Select
Select
Select
Select
Select
Select
Select
Select
Select
Select
Select
Select
Select
Select
Select
Select
Select
Select
Select
Select
Select
Select
Select
Select
Select
Select
Select
Select
Select
Select
Select
Select
Select
Select
Select
Select
Select
Select
Select
Select
Select
Select
Select
Select
Select
Select
Select
Select
Select
Select
Select
Select
Select
Select
Select
Select
Select
Select
Select
Select
Select
Select
Select
Select
Select
Select
Select
Select
Select
Select
Select
Select
Select
Select
Select
Select
Select
Select
Select
Select
Select
Select
Select
Select
Select
Select
Select
Select
Select
Select
Select
Select
Select
Select
Select
Select
Select
Select
Select
Select
Select
Select
Select
Select
Select
Select
Select
Select
Select
Select
Select
Select
Select
Select
Select
Select
Select
Select
Select
Select
Select
Select
Select
Select
Select
Select
Select
Select
Select
Select
Select
Select
Select
Select
Select
Select
Select
Select
Select
Select
Select
Select
Select
Select
Select
Select
Select
Select
Select
Select
Select
Select
Select
Select
Select
Select
Select
Select
Select
Select
Select
Select
Select
Select
Select
Select
Select
Select
Select
Select
Select
Select
Select
Select
Select
Select
Select
Select
Select
Select
Select
Select
Select
Select
Select
Select
Select
Select
Select
Select
Select
Select
Select
Select
Select
Select
Select
Select
Select
Select
Select
Select
Select
Select
Select
Select
Select
Select
Select
Select
Select
Select
Select
Select
Select
Select
Select
Select
Select
Select
Select
Select
Select
Select
Select
Select
Select
Select
Select
Select
Select
Select
Select
Select
Select
Select
Select
Select
Select
Select
Select
Select
Select
Select
Select
Select
Select
Select
Select
Select
Select
Select
Select
Select
Select
Select
Select
Select
Select
Select
Select
Select
Select
Select
Select
Select
Select
Select
Select
Select
Select
Select
Select
Select
Select
Select
Select
Select
Select
Select
Select
Select
Select
Select
Select
Select
Select
Select
Select
Select
Select
Select
Select
Select
Select
Select
Select
Select
Select
Select
Select
Select
Select
Select
Select
Select
Select
Select
Select
Select
Select
Select
Select
Select
Select
Select
Select
Select
Select
Select
Select
Select
Select
Select
Select
Select
Select
Select
Select
Select
Select
Select
Select
Select
Select
Select
Select
Select
Select
Select
Select
Select
Select
Select
Select
Select
Select
Select
Select
Select
Select
Select
Select
Select
Select
Select
Select
Select
Select
Select
Select
Select
Select
Select
Select
Select
Select
Select
Select
Select
Select
Select
Select
Select
Select
Select
Select
Select
Select
Select
Select
Select
Select
Select
Select
Select
Select
Select
Select
Select
Select
Select
Select
Select
Select
Select
Select
Select
Select
Select
Select
Select
Select
Select
Select
Select
Select
Select
Select
Select
Select
Select
Select
Select
Select
Select
Select
Select
Select
Select
Select
Select
Select
Select
Select
Select
Select
Select
Select
Select
Select
Select
Select
Select
Select
Select
Select
Select
Select
Select
Select
Select
Select
Select
Select
Select
Select
Select
Select
Select
Select
Select
Select
Select
Select
Select
Select
Select
Select
Select
Select
Select
Select
Select
Select
Select
Select
Select
Select
Select
Select
Select
Select
Select
Select
Select
Select
Select
Select
Select
Select
Select
Select
Select
Select
Select
Select
Select
Select
Select
Select
Select
Select
Select
Select
Select
Select
Select
Select
Select
Select
Select
Select
Select
Select
Select
Select
Select
Select
Select
Select
Select
Select
Select
Select
Select
Select
Select
Select
Select
Select
Select
Select
Select
Select
Select
Select
Select
Select
Select
Select
Select
Select
Select
Select
Select
Select
Select
Select
Select
Select
Select
Select
Select
Select
Select
Select
Select
Select
Select
Select
Select
Select
Select
Select
Select
Select
Select
Select
Select
Select
Select
Select
Select
Select
Select
Select
Select
Select
Select
Select
Select
Select
Select
Select
Select
Select
Select
Select
Select
Select
Select
Select
Select
Select
Select
Select
Select
Select
Select
Select
Select
Select
Select
Select
Select
Select
Select
Select
Select
Select
Select
Select
Select
Select
Select
Select
Select
Select
Select
Select
Select
Select
Select
Select
Select
Select
Select
Select
Select
Select
Select
Select
Select
Select
Select
Select
Select
Select
Select
Select
Select
Select
Select
Select
Select
Select
Select
Select
Select
Select
Select
Select
Select
Select
Select
Select
Select
Select
Select
Select
Select
Select
Select
Select
Select
Select
Select
Select
Select
Select
Select
Select
Select
Select
Select
Select
Select
Select
Select
Select
Select
Select
Select
Select
Select
Select
Select
Select
Select
Select
Select
Select
Select
Select
Select
Select
Select
Select
Select
Select
Select
Select
Select
Select
Select
Select
Select
Select
Select
Select
Select
Select
Select
Select
Select
Select
Select
Select
Select
Select
Select
Select
Select
Select
Select
Select
Select
Select
Select
Select
Select
Select
Select
Select
Select
Select
Select
Select
Select
Select
Select
Select
Select
Select
Select
Select
Select
Select
Select
Select
Select
Select
Select
Select
Select
Select
Select
Select
Select
Select
Select
Select
Select
Select
Select
Select
Select
Select
Select
Select
Select
Select
Select
Select
Select
Select
Select
Select
Select
Select
Select
Select
Select
Select
Select
Select
Select
Select
Select
Select
Select
Select
Select
Select
Select
Select
Select
Select
Select
Select
Select
Select
Select
Select
Select
Select
Select
Select
Select
Select
Select
Select
Select
Select
Select
Select
Select
Select
Select
Select
Select
Select
Select
Select
Select
Select
Select
Select
Select
Select
Select
Select
Select
Select
Select
Select
Select
Select
Select
Select
Select
Select
Select
Select
Select
Select
Select
Select
Select
Select
Select
Select
Select
Select
Select
Select
Select
Select
Select
Select
Select
Select
Select
Select
Select
Select
Select
Select
Select
Select
Select
Select
Select
Select
Select
Select
Select
Select
Select
Select
Select
Select
Select
Select
Select
Select
Select
Select
Select
Select
Select
Select
Select
Select
Select
Select
Select
Select
Select
Select
Select
Select
Select
Select
Select
Select
Select
Select
Select
Select
Select
Select
Select
Select
Select
Select
Select
Select
Select
Select
Select
Select
Select
Select
Select
Select
Select
Select
Select
Select
Select
Select
Select
Select
Select
Select
Select
Select
Select
Select
Select
Select
Select
Select
Select
Select
Select
Select
Select
Select
Select
Select
Select
Select
Select
Select
Select
Select
Select
Select
Select
Select
Select
Select
Select
Select
Select
Select
Select
Select
Select
Select
Select
Select
Select
Select
Select
Select
Select
Select
Select
Select
Select
Select
Select
Select
Select
Select
Select
Select
Select
Select
Select
Select
Select
Select
Select
Select
Select
Select
Select
Select
Select
Select
Select
Select
Select
Select
Select
Select
Select
Select
Select
Select
Select
Select
Select
Select
Select
Select
Select
Select
Select
Select
Select
Select
Select
Select
Select
Select
Select
Select
Select
Select
Select
Select
Select
Select
Select
Select
Select
Select
Select
Select
Select
Select
Select
Select
Select
Select
Select
Select
Select
Select
Select
Select
Select
Select
Select
Select
Select
Select
Select
Select
Select
Select
Select
Select
Select
Select
Select
Select
Select
Select
Select
Select
Select
Select
Select
Select
Select
Select
Select
Select
Select
Select
Select
Select
Select
Select
Select
Select
Select
Select
Select
Select
Select
Select
Select
Select
Select
Select
Select
Select
Select
Select
Select
Select
Select
Select
Select
Select
Select
Select
Select
Select
Select
Select
Select
Select
Select
Select
Select
Select
Select
Select
Select
Select
Select
Select
Select
Select
Select
Select
Select
Select
Select
Select
Select
Select
Select
Select
Select
Select
Select
Select
Select
Select
Select
Select
Select
Select
Select
Select
Select
Select
Select
Select
Select
Select
Select
Select
Select
Select
Select
Select
Select
Select
Select
Select
Select
Select
Select
Select
Select
Select
Select
Select
Select
Select
Select
Select
Select
Select
Select
Select
Select
Select
Select
Select
Select
Select
Select
Select
Select
Select
Select
Select
Select
Select
Select
Select
Select
Select
Select
Select
Select
Select
Select
Select
Select
Select
Select
Select
Select
Select
Select
Select
Select
Select
Select
Select
Select
Select
Select
Select
Select
Select
Select
Select
Select
Select
Select
Select
Select
Select
Select
Select
Select
Select
Select
Select
Select
Select
Select
Select
Select
Select
Select
Select
Select
Select
Select
Select
Select
Select
Select
Select
Select
Select
Select
Select
Select
Select
Select
Select
Select
Select
Select
Select
Select
Select
Select
Select
Select
Select
Select
Select
Select
Select
Select
Select
Select
Select
Select
Select
Select
Select
Select
Select
Select
Select
Select
Select
Select
Select
Select
Select
Select
Select
Select
Select
Select
Select
Select
Select
Select
Select
Select
Select
Select
Select
Select
Select
Select
Select
Select
Select
Select
Select
Select
Select
Select
Select
Select
Select
Select
Select
Select
Select
Select
Select
Select
Select
Select
Select
Select
Select
Select
Select
Select
Select
Select
Select
Select
Select
Select
Select
Select
Select
Select
Select
Select
Select
Select
Select
Select
Select
Select
Select
Select
Select
Select
Select
Select
Select
Select
Select
Select
Select
Select
Select
Select
Select
Select
Select
Select
Select
Select
Select
Select
Select
Select
Select
Select
Select
Select
Select
Select
Select
Select
Select
Select
Select
Select
Select
Select
Select
Select
Select
Select
Select
Select
Select
Select
Select
Select
Select
Select
Select
Select
Select
Select
Select
Select
Select
Select
Select
Select
Select
Select
Select
Select
Select
Select
Select
Select
Select
Select
Select
Select
Select
Select
Select
Select
Select
Select
Select
Select
Select
Select
Select
Select
Select
Select
Select
Select
Select
Select
Select
Select
Select
Select
Select
Select
Select
Select
Select
Select
Select
Select
Select
Select
Select
Select
Select
Select
Select
Select
Select
Select
Select
Select
Select
Select
Select
Select
Select
Select
Select
Select
Select
Select
Select
Select
Select
Select
Select
Select
Select
Select
Select
Select
Select
Select
Select
Select
Select
Select
Select
Select
Select
Select
Select
Select
Select
Select
Select
Select
Select
Select
Select
Select
Select
Select
Select
Select
Select
Select
Select
Select
Select
Select
Select
Select
Select
Select
Select
Select
Select
Select
Select
Select
Select
Select
Select
Select
Select
Select
Select
Select
Select
Select
Select
Select
Select
Select
Select
Select
Select
Select
Select
Select
Select
Select
Select
Select
Select
Select
Select
Select
Select
Select
Select
Select
Select
Select
Select
Select
Select
Select
Select
Select
Select
Select
Select
Select
Select
Select
Select
Select
Select
Select
Select
Select
Select
Select
Select
Select
Select
Select
Select
Select
Select
Select
Select
Select
Select
Select
Select
Select
Select
Select
Select
Select
Select
Select
Select
Select
Select
Select
Select
Select
Select
Select
Select
Select
Select
Select
Select
Select
Select
Select
Select
Select
Select
Select
Select
Select
Select
Select
Select
Select
Select
Select
Select
Select
Select
Select
Select
Select
Select
Select
Select
Select
Select
Select
Select
Select
Select
Select
Select
Select
Select
Select
Select
Select
Select
Select
Select
Select
Select
Select
Select
Select
Select
Select
Select
Select
Select
Select
Select
Select
Select
Select
Select
Select
Select
Select
Select
Select
Select
Select
Select
Select
Select
Select
Select
Select
Select
Select
Select
Select
Select
Select
Select
Select
Select
Select
Select
Select
Select
Select
Select
Select
Select
Select
Select
Select
Select
Select
Select
Select
Select
Select
Select
Select
Select
Select
Select
Select
Select
Select
Select
Select
Select
Select
Select
Select
Select
Select
Select
Select
Select
Select
Select
Select
Select
Select
Select
Select
Select
Select
Select
Select
Select
Select
Select
Select
Select
Select
Select
Select
Select
Select
Select
Select
Select
Select
Select
Select
Select
Select
Select
Select
Select
Select
Select
Select
Select
Select
Select
Select
Select
Select
Select
Select
Select
Select
Select
Select
Select
Select
Select
Select
Select
Select
Select
Select
Select
Select
Select
Select
Select
Select
Select
Select
Select
Select
Select
Select
Select
Select
Select
Select
Select
Select
Select
Select
Select
Select
Select
Select
Select
Select
Select
Select
Select
Select
Select
Select
Select
Select
Select
Select
Select
Select
Select
Select
Select
Select
Select
Select
Select
Select
Select
Select
Select
Select
Select
Select
Select
Select
Select
Select
Select
Select
Select
Select
Select
Select
Select
Select
Select
Select
Select
Select
Select
Select
Select
Select
Select
Select
Select
Select
Select
Select
Select
Select
Select
Select
Select
Select
Select
Select
Select
Select
Select
Select
Select
Select
Select
Select
Select
Select
Select
Select
Select
Select
Select
Select
Select
Select
Select
Select
Select
Select
Select
Select
Select
Select
Select
Select
Select
Select
Select
Select
Select
Select
Select
Select
Select
Select
Select
Select
Select
Select
Select
Select
Select
Select
Select
Select
Select
Select
Select
Select
Select
Select
Select
Select
Select
Select
Select
Select
Select
Select
Select
Select
Select
Select
Select
Select
Select
Select
Select
Select
Select
Select
Select
Select
Select
Select
Select
Select
Select
Select
Select
Select
Select
Select
Select
Select
Select
Select
Select
Select
Select
Select
Select
Select
Select
Select
Select
Select
Select
Select
Select
Select
Select
Select
Select
Select
Select
Select
Select
Select
Select
Select
Select
Select
Select
Select
Select
Select
Select
Select
Select
Select
Select
Select
Select
Select
Select
Select
Select
Select
Select
Select
Select
Select
Select
Select
Select
Select
Select
Select
Select
Select
Select
Select
Select
Select
Select
Select
Select
Select
Select
Select
Select
Select
Select
Select
Select
Select
Select
Select
Select
Select
Select
Select
Select
Select
Select
Select
Select
Select
Select
Select
Select
Select
Select
Select
Select
Select
Select
Select
Select
Select
Select
Select
Select
Select
Select
Select
Select
Select
Select
Select
Select
Select
Select
Select
Select
Select
Select
Select
Select
Select
Select
Select
Select
Select
Select
Select
Select
Select
Select
Select
Select
Select
Select
Select
Select
Select
Select
Select
Select
Select
Select
Select
Select
Select
Select
Select
Select
Select
Select
Select
Select
Select
Select
Select
Select
Select
Select
Select
Select
Select
Select
Select
Select
Select
Select
Select
Select
Select
Select
Select
Select
Select
Select
Select
Select
Select
Select
Select
Select
Select
Select
Select
Select
Select
Select
Select
Select
Select
Select
Select
Select
Select
Select
Select
Select
Select
Select
Select
Select
Select
Select
Select
Select
Select
Select
Select
Select
Select
Select
Select
Select
Select
Select
Select
Select
Select
Select
Select
Select
Select
Select
Select
Select
Select
Select
Select
Select
Select
Select
Select
Select
Select
Select
Select
Select
Select
Select
Select
Select
Select
Select
Select
Select
Select
Select
Select
Select
Select
Select
Select
Select
Select
Select
Select
Select
Select
Select
Select
Select
Select
Select
Select
Select
Select
Select
Select
Select
Select
Select
Select
Select
Select
Select
Select
Select
Select
Select
Select
Select
Select
Select
Select
Select
Select
Select
Select
Select
Select
Select
Select
Select
Select
Select
Select
Select
Select
Select
Select
Select
Select
Select
Select
Select
Select
Select
Select
Select
Select
Select
Select
Select
Select
Select
Select
Select
Select
Select
Select
Select
Select
Select
Select
Select
Select
Select
Select
Select
Select
Select
Select
Select
Select
Select
Select
Select
Select
Select
Select
Select
Select
Select
Select
Select
Select
Select
Select
Select
Select
Select
Select
Select
Select
Select
Select
Select
Select
Select
Select
Select
Select
Select
Select
Select
Select
Select
Select
Select
Select
Select
Select
Select
Select
Select
Select
Select
Select
Select
Select
Select
Select
Select
Select
Select
Select
Select
Select
Select
Select
Select
Select
Select
Select
Select
Select
Select
Select
Select
Select
Select
Select
Select
Select
Select
Select
Select
Select
Select
Select
Select
Select
Select
Select
Select
Select
Select
Select
Select
Select
Select
Select
Select
Select
Select
Select
Select
Select
Select
Select
Select
Select
Select
Select
Select
Select
Select
Select
Select
Select
Select
Select
Select
Select
Select
Select
Select
Select
Select
Select
Select
Select
Select
Select
Select
Select
Select
Select
Select
Select
Select
Select
Select
Select
Select
Select
Select
Select
Select
Select
Select
Select
Select
Select
Select
Select
Select
Select
Select
Select
Select
Select
Select
Select
Select
Select
Select
Select
Select
Select
Select
Select
Select
Select
Select
Select
Select
Select
Select
Select
Select
Select
Select
Select
Select
Select
Select
Select
Select
Select
Select
Select
Select
Select
Select
Select
Select
Select
Select
Select
Select
Select
Select
Select
Select
Select
Select
Select
Select
Select
Select
Select
Select
Select
Select
Select
Select
Select
Select
Select
Select
Select
Select
Select
Select
Select
Select
Select
Select
Select
Select
Select
Select
Select
Select
Select
Select
Select
Select
Select
Select
Select
Select
Select
Select
Select
Select
Select
Select
Select
Select
Select
Select
Select
Select
Select
Select
Select
Select
Select
Select
Select
Select
Select
Select
Select
Select
Select
Select
Select
Select
Select
Select
Select
Select
Select
Select
Select
Select
Select
Select
Select
Select
Select
Select
Select
Select
Select
Select
Select
Select
Select
Select
Select
Select
Select
Select
Select
Select
Select
Select
Select
Select
Select
Select
Select
Select
Select
Select
Select
Select
Select
Select
Select
Select
Select
Select
Select
Select
Select
Select
Select
Select
Select
Select
Select
Select
Select
Select
Select
Select
Select
Select
Select
Select
Select
Select
Select
Select
Select
Select
Select
Select
Select
Select
Select
Select
Select
Select
Select
Select
Select
Select
Select
Select
Select
Select
Select
Select
Select
Select
Select
Select
Select
Select
Select
Select
Select
Select
Select
Select
Select
Select
Select
Select
Select
Select
Select
Select
Select
Select
Select
Select
Select
Select
Select
Select
Select
Select
Select
Select
Select
Select
Select
Select
Select
Select
Select
Select
Select
Select
Select
Select
Select
Select
Select
Select
Select
Select
Select
Select
Select
Select
Select
Select
Select
Select
Select
Select
Select
Select
Select
Select
Select
Select
Select
Select
Select
Select
Select
Select
Select
Select
Select
Select
Select
Select
Select
Select
Select
Select
Select
Select
Select
Select
Select
Select
Select
Select
Select
Select
Select
Select
Select
Select
Select
Select
Select
Select
Select
Select
Select
Select
Select
Select
Select
Select
Select
Select
Select
Select
Select
Select
Select
Select
Select
Select
Select
Select
Select
Select
Select
Select
Select
Select
Select
Select
Select
Select
Select
Select
Select
Select
Select
Select
Select
Select
Select
Select
Select
Select
Select
Select
Select
Select
Select
Select
Select
Select
Select
Select
Select
Select
Select
Select
Select
Select
Select
Select
Select
Select
Select
Select
Select
Select
Select
Select
Select
Select
Select
Select
Select
Select
Select
Select
Select
Select
Select
Select
Select
Select
Select
Select
Select
Select
Select
Select
Select
Select
Select
Select
Select
Select
Select
Select
Select
Select
Select
Select
Select
Select
Select
Select
Select
Select
Select
Select
Select
Select
Select
Select
Select
Select
Select
Select
Select
Select
Select
Select
Select
Select
Select
Select
Select
Select
Select
Select
Select
Select
Select
Select
Select
Select
Select
Select
Select
Select
Select
Select
Select
Select
Select
Select
Select
Select
Select
Select
Select
Select
Select
Select
Select
Select
Select
Select
Select
Select
Select
Select
Select
Select
Select
Select
Select
Select
Select
Select
Select
Select
Select
Select
Select
Select
Select
Select
Select
Select
Select
Select
Select
Select
Select
Select
Select
Select
Select
Select
Select
Select
Select
Select
Select
Select
Select
Select
Select
Select
Select
Select
Select
Select
Select
Select
Select
Select
Select
Select
Select
Select
Select
Select
Select
Select
Select
Select
Select
Select
Select
Select
Select
Select
Select
Select
Select
Select
Select
Select
Select
Select
Select
Select
Select
Select
Select
Select
Select
Select
Select
Select
Select
Select
Select
Select
Select
Select
Select
Select
Select
Select
Select
Select
Select
Select
Select
Select
Select
Select
Select
Select
Select
Select
Select
Select
Select
Select
Select
Select
Select
Select
Select
Select
Select
Select
Select
Select
Select
Select
Select
Select
Select
Select
Select
Select
Select
Select
Select
Select
Select
Select
Select
Select
Select
Select
Select
Select
Select
Select
Select
Select
Select
Select
Select
Select
Select
Select
Select
Select
Select
Select
Select
Select
Select
Select
Select
Select
Select
Select
Select
Select
Select
Select
Select
Select
Select
Select
Select
Select
Select
Select
Select
Select
Select
Select
Select
Select
Select
Select
Select
Select
Select
Select
Select
Select
Select
Select
Select
Select
Select
Select
Select
Select
Select
Select
Select
Select
Select
Select
Select
Select
Select
Select
Select
Select
Select
Select
Select
Select
Select
Select
Select
Select
Select
Select
Select
Select
Select
Select
Select
Select
Select
Select
Select
Select
Select
Select
Select
Select
Select
Select
Select
Select
Select
Select
Select
Select
Select
Select
Select
Select
Select
Select
Select
Select
Select
Select
Select
Select
Select
Select
Select
Select
Select
Select
Select
Select
Select
Select
Select
Select
Select
Select
Select
Select
Select
Select
Select
Select
Select
Select
Select
Select
Select
Select
Select
Select
Select
Select
Select
Select
Select
Select
Select
Select
Select
Select
Select
Select
Select
Select
Select
Select
Select
Select
Select
Select
Select
Select
Select
Select
Select
Select
Select
Select
Select
Select
Select
Select
Select
Select
Select
Select
Select
Select
Select
Select
Select
Select
Select
Select
Select
Select
Select
Select
Select
Select
Select
Select
Select
Select
Select
Select
Select
Select
Select
Select
Select
Select
Select
Select
Select
Select
Select
Select
Select
Select
Select
Select
Select
Select
Select
Select
Select
Select
Select
Select
Select
Select
Select
Select
Select
Select
Select
Select
Select
Select
Select
Select
Select
Select
Select
Select
Select
Select
Select
Select
Select
Select
Select
Select
Select
Select
Select
Select
Select
Select
Select
Select
Select
Select
Select
Select
Select
Select
Select
Select
Select
Select
Select
Select
Select
Select
Select
Select
Select
Select
Select
Select
Select
Select
Select
Select
Select
Select
Select
Select
Select
Select
Select
Select
Select
Select
Select
Select
Select
Select
Select
Select
Select
Select
Select
Select
Select
Select
Select
Select
Select
Select
Select
Select
Select
Select
Select
Select
Select
Select
Select
Select
Select
Select
Select
Select
Select
Select
Select
Select
Select
Select
Select
Select
Select
Select
Select
Select
Select
Select
Select
Select
Select
Select
Select
Select
Select
Select
Select
Select
Select
Select
Select
Select
Select
Select
Select
Select
Select
Select
Select
Select
Select
Select
Select
Select
Select
Select
Select
Select
Select
Select
Select
Select
Select
Select
Select
Select
Select
Select
Select
Select
Select
Select
Select
Select
Select
Select
Select
Select
Select
Select
Select
Select
Select
Select
Select
Select
Select
Select
Select
Select
Select
Select
Select
Select
Select
Select
Select
Select
Select
Select
Select
Select
Select
Select
Select
Select
Select
Select
Select
Select
Select
Select
Select
Select
Select
Select
Select
Select
Select
Select
Select
Select
Select
Select
Select
Select
Select
Select
Select
Select
Select
Select
Select
Select
Select
Select
Select
Select
Select
Select
Select
Select
Select
Select
Select
Select
Select
Select
Select
Select
Select
Select
Select
Select
Select
Select
Select
Select
Select
Select
Select
Select
Select
Select
Select
Select
Select
Select
Select
Select
Select
Select
Select
Select
Select
Select
Select
Select
Select
Select
Select
Select
Select
Select
Select
Select
Select
Select
Select
Select
Select
Select
Select
Select
Select
Select
Select
Select
Select
Select
Select
Select
Select
Select
Select
Select
Select
Select
Select
Select
Select
Select
Select
Select
Select
Select
Select
Select
Select
Select
Select
Select
Select
Select
Select
Select
Select
Select
Select
Select
Select
Select
Select
Select
Select
Select
Select
Select
Select
Select
Select
Select
Select
Select
Select
Select
Select
Select
Select
Select
Select
Select
Select
Select
Select
Select
Select
Select
Select
Select
Select
Select
Select
Select
Select
Select
Select
Select
Select
Select
Select
Select
Select
Select
Select
Select
Select
Select
Select
Select
Select
Select
Select
Select
Select
Select
Select
Select
Select
Select
Select
Select
Select
Select
Select
Select
Select
Select
Select
Select
Select
Select
Select
Select
Select
Select
Select
Select
Select
Select
Select
Select
Select
Select
Select
Select
Select
Select
Select
Select
Select
Select
Select
Select
Select
Select
Select
Select
Select
Select
Select
Select
Select
Select
Select
Select
Select
Select
Select
Select
Select
Select
Select
Select
Select
Select
Select
Select
Select
Select
Select
Select
Select
Select
Select
Select
Select
Select
Select
Select
Select
Select
Select
Select
Select
Select
Select
Select
Select
Select
Select
Select
Select
Select
Select
Select
Select
Select
Select
Select
Select
Select
Select
Select
Select
Select
Select
Select
Select
Select
Select
Select
Select
Select
Select
Select
Select
Select
Select
Select
Select
Select
Select
Select
Select
Select
Select
Select
Select
Select
Select
Select
Select
Select
Select
Select
Select
Select
Select
Select
Select
Select
Select
Select
Select
Select
Select
Select
Select
Select
Select
Select
Select
Select
Select
Select
Select
Select
Select
Select
Select
Select
Select
Select
Select
Select
Select
Select
Select
Select
Select
Select
Select
Select
Select
Select
Select
Select
Select
Select
Select
Select
Select
Select
Select
Select
Select
Select
Select
Select
Select
Select
Select
Select
Select
Select
Select
Select
Select
Select
Select
Select
Select
Select
Select
Select
Select
Select
Select
Select
Select
Select
Select
Select
Select
Select
Select
Select
Select
Select
Select
Select
Select
Select
Select
Select
Select
Select
Select
Select
Select
Select
Select
Select
Select
Select
Select
Select
Select
Select
Select
Select
Select
Select
Select
Select
Select
Select
Select
Select
Select
Select
Select
Select
Select
Select
Select
Select
Select
Select
Select
Select
Select
Select
Select
Select
Select
Select
Select
Select
Select
Select
Select
Select
Select
Select
Select
Select
Select
Select
Select
Select
Select
Select
Select
Select
Select
Select
Select
Select
Select
Select
Select
Select
Select
Select
Select
Select
Select
Select
Select
Select
Select
Select
Select
Select
Select
Select
Select
Select
Select
Select
Select
Select
Select
Select
Select
Select
Select
Select
Select
Select
Select
Select
Select
Select
Select
Select
Select
Select
Select
Select
Select
Select
Select
Select
Select
Select
Select
Select
Select
Select
Select
Select
Select
Select
Select
Select
Select
Select
Select
Select
Select
Select
Select
Select
Select
Select
Select
Select
Select
Select
Select
Select
Select
Select
Select
Select
Select
Select
Select
Select
Select
Select
Select
Select
Select
Select
Select
Select
Select
Select
Select
Select
Select
Select
Select
Select
Select
Select
Select
Select
Select
Select
Select
Select
Select
Select
Select
Select
Select
Select
Select
Select
Select
Select
Select
Select
Select
Select
Select
Select
Select
Select
Select
Select
Select
Select
Select
Select
Select
Select
Select
Select
Select
Select
Select
Select
Select
Select
Select
Select
Select
Select
Select
Select
Select
Select
Select
Select
Select
Select
Select
Select
Select
Select
Select
Select
Select
Select
Select
Select
Select
Select
Select
Select
Select
Select
Select
Select
Select
Select
Select
Select
Select
Select
Select
Select
Select
Select
Select
Select
Select
Select
Select
Select
Select
Select
Select
Select
Select
Select
Select
Select
Select
Select
Select
Select
Select
Select
Select
Select
Select
Select
Select
Select
Select
Select
Select
Select
Select
Select
Select
Select
Select
Select
Select
Select
Select
Select
Select
Select
Select
Select
Select
Select
Select
Select
Select
Select
Select
Select
Select
Select
Select
Select
Select
Select
Select
Select
Select
Select
Select
Select
Select
Select
Select
Select
Select
Select
Select
Select
Select
Select
Select
Select
Select
Select
Select
Select
Select
Select
Select
Select
Select
Select
Select
Select
Select
Select
Select
Select
Select
Select
Select
Select
Select
Select
Select
Select
Select
Select
Select
Select
Select
Select
Select
Select
Select
Select
Select
Select
Select
Select
Select
Select
Select
Select
Select
Select
Select
Select
Select
Select
Select
Select
Select
Select
Select
Select
Select
Select
Select
Select
Select
Select
Select
Select
Select
Select
Select
Select
Select
Select
Select
Select
Select
Select
Select
Select
Select
Select
Select
Select
Select
Select
Select
Select
Select
Select
Select
Select
Select
Select
Select
Select
Select
Select
Select
Select
Select
Select
Select
Select
Select
Select
Select
Select
Select
Select
Select
Select
Select
Select
Select
Select
Select
Select
Select
Select
Select
Select
Select
Select
Select
Select
Select
Select
Select
Select
Select
Select
Select
Select
Select
Select
Select
Select
Select
Select
Select
Select
Select
Select
Select
Select
Select
Select
Select
Select
Select
Select
Select
Select
Select
Select
Select
Select
Select
Select
Select
Select
Select
Select
Select
Select
Select
Select
Select
Select
Select
Select
Select
Select
Select
Select
Select
Select
Select
Select
Select
Select
Select
Select
Select
Select
Select
Select
Select
Select
Select
Select
Select
Select
Select
Select
Select
Select
Select
Select
Select
Select
Select
Select
Select
Select
Select
Select
Select
Select
Select
Select
Select
Select
Select
Select
Select
Select
Select
Select
Select
Select
Select
Select
Select
Select
Select
Select
Select
Select
Select
Select
Select
Select
Select
Select
Select
Select
Select
Select
Select
Select
Select
Select
Select
Select
Select
Select
Select
Select
Select
Select
Select
Select
Select
Select
Select
Select
Select
Select
Select
Select
Select
Select
Select
Select
Select
Select
Select
Select
Select
Select
Select
Select
Select
Select
Select
Select
Select
Select
Select
Select
Select
Select
Select
Select
Select
Select
Select
Select
Select
Select
Select
Select
Select
Select
Select
Select
Select
Select
Select
Select
Select
Select
Select
Select
Select
Select
Select
Select
Select
Select
Select
Select
Select
Select
Select
Select
Select
Select
Select
Select
Select
Select
Select
Select
Select
Select
Select
Select
Select
Select
Select
Select
Select
Select
Select
Select
Select
Select
Select
Select
Select
Select
Select
Select
Select
Select
Select
Select
Select
Select
Select
Select
Select
Select
Select
Select
Select
Select
Select
Select
Select
Select
Select
Select
Select
Select
Select
Select
Select
Select
Select
Select
Select
Select
Select
Select
Select
Select
Select
Select
Select
Select
Select
Select
Select
Select
Select
Select
Select
Select
Select
Select
Select
Select
Select
Select
Select
Select
Select
Select
Select
Select
Select
Select
Select
Select
Select
Select
Select
Select
Select
Select
Select
Select
Select
Select
Select
Select
Select
Select
Select
Select
Select
Select
Select
Select
Select
Select
Select
Select
Select
Select
Select
Select
Select
Select
Select
Select
Select
Select
Select
Select
Select
Select
Select
Select
Select
Select
Select
Select
Select
Select
Select
Select
Select
Select
Select
Select
Select
Select
Select
Select
Select
Select
Select
Select
Select
Select
Select
Select
Select
Select
Select
Select
Select
Select
Select
Select
Select
Select
Select
Select
Select
Select
Select
Select
Select
Select
Select
Select
Select
Select
Select
Select
Select
Select
Select
Select
Select
Select
Select
Select
Select
Select
Select
Select
Select
Select
Select
Select
Select
Select
Select
Select
Select
Select
Select
Select
Select
Select
Select
Select
Select
Select
Select
Select
Select
Select
Select
Select
Select
Select
Select
Select
Select
Select
Select
Select
Select
Select
Select
Select
Select
Select
Select
Select
Select
Select
Select
Select
Select
Select
Select
Select
Select
Select
Select
Select
Select
Select
Select
Select
Select
Select
Select
Select
Select
Select
Select
Select
Select
Select
Select
Select
Select
Select
Select
Select
Select
Select
Select
Select
Select
Select
Select
Select
Select
Select
Select
Select
Select
Select
Select
Select
Select
Select
Select
Select
Select
Select
Select
Select
Select
Select
Select
Select
Select
Select
Select
Select
Select
Select
Select
Select
Select
Select
Select
Select
Select
Select
Select
Select
Select
Select
Select
Select
Select
Select
Select
Select
Select
Select
Select
Select
Select
Select
Select
Select
Select
Select
Select
Select
Select
Select
Select
Select
Select
Select
Select
Select
Select
Select
Select
Select
Select
Select
Select
Select
Select
Select
Select
Select
Select
Select
Select
Select
Select
Select
Select
Select
Select
Select
Select
Select
Select
Select
Select
Select
Select
Select
Select
Select
Select
Select
Select
Select
Select
Select
Select
Select
Select
Select
Select
Select
Select
Select
Select
Select
Select
Select
Select
Select
Select
Select
Select
Select
Select
Select
Select
Select
Select
Select
Select
Select
Select
Select
Select
Select
Select
Select
Select
Select
Select
Select
Select
Select
Select
Select
Select
Select
Select
Select
Select
Select
Select
Select
Select
Select
Select
Select
Select
Select
Select
Select
Select
Select
Select
Select
Select
Select
Select
Select
Select
Select
Select
Select
Select
Select
Select
Select
Select
Select
Select
Select
Select
Select
Select
Select
Select
Select
Select
Select
Select
Select
Select
Select
Select
Select
Select
Select
Select
Select
Select
Select
Select
Select
Select
Select
Select
Select
Select
Select
Select
Select
Select
Select
Select
Select
Select
Select
Select
Select
Select
Select
Select
Select
Select
Select
Select
Select
Select
Select
Select
Select
Select
Select
Select
Select
Select
Select
Select
Select
Select
Select
Select
Select
Select
Select
Select
Select
Select
Select
Select
Select
Select
Select
Select
Select
Select
Select
Select
Select
Select
Select
Select
Select
Select
Select
Select
Select
Select
Select
Select
Select
Select
Select
Select
Select
Select
Select
Select
Select
Select
Select
Select
Select
Select
Select
Select
Select
Select
Select
Select
Select
Select
Select
Select
Select
Select
Select
Select
Select
Select
Select
Select
Select
Select
Select
Select
Select
Select
Select
Select
Select
Select
Select
Select
Select
Select
Select
Select
Select
Select
Select
Select
Select
Select
Select
Select
Select
Select
Select
Select
Select
Select
Select
Select
Select
Select
Select
Select
Select
Select
Select
Select
Select
Select
Select
Select
Select
Select
Select
Select
Select
Select
Select
Select
Select
Select
Select
Select
Select
Select
Select
Select
Select
Select
Select
Select
Select
Select
Select
Select
Select
Select
Select
Select
Select
Select
Select
Select
Select
Select
Select
Select
Select
Select
Select
Select
Select
Select
Select
Select
Select
Select
Select
Select
Select
Select
Select
Select
Select
Select
Select
Select
Select
Select
Select
Select
Select
Select
Select
Select
Select
Select
Select
Select
Select
Select
Select
Select
Select
Select
Select
Select
Select
Select
Select
Select
Select
Select
Select
Select
Select
Select
Select
Select
Select
Select
Select
Select
Select
Select
Select
Select
Select
Select
Select
Select
Select
Select
Select
Select
Select
Select
Select
Select
Select
Select
Select
Select
Select
Select
Select
Select
Select
Select
Select
Select
Select
Select
Select
Select
Select
Select
Select
Select
Select
Select
Select
Select
Select
Select
Select
Select
Select
Select
Select
Select
Select
Select
Select
Select
Select
Select
Select
Select
Select
Select
Select
Select
Select
Select
Select
Select
Select
Select
Select
Select
Select
Select
Select
Select
Select
Select
Select
Select
Select
Select
Select
Select
Select
Select
Select
Select
Select
Select
Select
Select
Select
Select
Select
Select
Select
Select
Select
Select
Select
Select
Select
Select
Select
Select
Select
Select
Select
Select
Select
Select
Select
Select
Select
Select
Select
Select
Select
Select
Select
Select
Select
Select
Select
Select
Select
Select
Select
Select
Select
Select
Select
Select
Select
Select
Select
Select
Select
Select
Select
Select
Select
Select
Select
Select
Select
Select
Select
Select
Select
Select
Select
Select
Select
Select
Select
Select
Select
Select
Select
Select
Select
Select
Select
Select
Select
Select
Select
Select
Select
Select
Select
Select
Select
Select
Select
Select
Select
Select
Select
Select
Select
Select
Select
Select
Select
Select
Select
Select
Select
Select
Select
Select
Select
Select
Select
Select
Select
Select
Select
Select
Select
Select
Select
Select
Select
Select
Select
Select
Select
Select
Select
Select
Select
Select
Select
Select
Select
Select
Select
Select
Select
Select
Select
Select
Select
Select
Select
Select
Select
Select
Select
Select
Select
Select
Select
Select
Select
Select
Select
Select
Select
Select
Select
Select
Select
Select
Select
Select
Select
Select
Select
Select
Select
Select
Select
Select
Select
Select
Select
Select
Select
Select
Select
Select
Select
Select
Select
Select
Select
Select
Select
Select
Select
Select
Select
Select
Select
Select
Select
Select
Select
Select
Select
Select
Select
Select
Select
Select
Select
Select
Select
Select
Select
Select
Select
Select
Select
Select
Select
Select
Select
Select
Select
Select
Select
Select
Select
Select
Select
Select
Select
Select
Select
Select
Select
Select
Select
Select
Select
Select
Select
Select
Select
Select
Select
Select
Select
Select
Select
Select
Select
Select
Select
Select
Select
Select
Select
Select
Select
Select
Select
Select
Select
Select
Select
Select
Select
Select
Select
Select
Select
Select
Select
Select
Select
Select
Select
Select
Select
Select
Select
Select
Select
Select
Select
Select
Select
Select
Select
Select
Select
Select
Select
Select
Select
Select
Select
Select
Select
Select
Select
Select
Select
Select
Select
Select
Select
Select
Select
Select
Select
Select
Select
Select
Select
Select
Select
Select
Select
Select
Select
Select
Select
Select
Select
Select
Select
Select
Select
Select
Select
Select
Select
Select
Select
Select
Select
Select
Select
Select
Select
Select
Select
Select
Select
Select
Select
Select
Select
Select
Select
Select
Select
Select
Select
Select
Select
Select
Select
Select
Select
Select
Select
Select
Select
Select
Select
Select
Select
Select
Select
Select
Select
Select
Select
Select
Select
Select
Select
Select
Select
Select
Select
Select
Select
Select
Select
Select
Select
Select
Select
Select
Select
Select
Select
Select
Select
Select
Select
Select
Select
Select
Select
Select
Select
Select
Select
Select
Select
Select
Select
Select
Select
Select
Select
Select
Select
Select
Select
Select
Select
Select
Select
Select
Select
Select
Select
Select
Select
Select
Select
Select
Select
Select
Select
Select
Select
Select
Select
Select
Select
Select
Select
Select
Select
Select
Select
Select
Select
Select
Select
Select
Select
Select
Select
Select
Select
Select
Select
Select
Select
Select
Select
Select
Select
Select
Select
Select
Select
Select
Select
Select
Select
Select
Select
Select
Select
Select
Select
Select
Select
Select
Select
Select
Select
Select
Select
Select
Select
Select
Select
Select
Select
Select
Select
Select
Select
Select
Select
Select
Select
Select
Select
Select
Select
Select
Select
Select
Select
Select
Select
Select
Select
Select
Select
Select
Select
Select
Select
Select
Select
Select
Select
Select
Select
Select
Select
Select
Select
Select
Select
Select
Select
Select
Select
Select
Select
Select
Select
Select
Select
Select
Select
Select
Select
Select
Select
Select
Select
Select
Select
Select
Select
Select
Select
Select
Select
Select
Select
Select
Select
Select
Select
Select
Select
Select
Select
Select
Select
Select
Select
Select
Select
Select
Select
Select
Select
Select
Select
Select
Select
Select
Select
Select
Select
Select
Select
Select
Select
Select
Select
Select
Select
Select
Select
Select
Select
Select
Select
Select
Select
Select
Select
Select
Select
Select
Select
Select
Select
Select
Select
Select
Select
Select
Select
Select
Select
Select
Select
Select
Select
Select
Select
Select
Select
Select
Select
Select
Select
Select
Select
Select
Select
Select
Select
Select
Select
Select
Select
Select
Select
Select
Select
Select
Select
Select
Select
Select
Select
Select
Select
Select
Select
Select
Select
Select
Select
Select
Select
Select
Select
Select
Select
Select
Select
Select
Select
Select
Select
Select
Select
Select
Select
Select
Select
Select
Select
Select
Select
Select
Select
Select
Select
Select
Select
Select
Select
Select
Select
Select
Select
Select
Select
Select
Select
Select
Select
Select
Select
Select
Select
Select
Select
Select
Select
Select
Select
Select
Select
Select
Select
Select
Select
Select
Select
Select
Select
Select
Select
Select
Select
Select
Select
Select
Select
Select
Select
Select
Select
Select
Select
Select
Select
Select
Select
Select
Select
Select
Select
Select
Select
Select
Select
Select
Select
Select
Select
Select
Select
Select
Select
Select
Select
Select
Select
Select
Select
Select
Select
Select
Select
Select
Select
Select
Select
Select
Select
Select
Select
Select
Select
Select
Select
Select
Select
Select
Select
Select
Select
Select
Select
Select
Select
Select
Select
Select
Select
Select
Select
Select
Select
Select
Select
Select
Select
Select
Select
Select
Select
Select
Select
Select
Select
Select
Select
Select
Select
Select
Select
Select
Select
Select
Select
Select
Select
Select
Select
Select
Select
Select
Select
Select
Select
Select
Select
Select
Select
Select
Select
Select
Select
Select
Select
Select
Select
Select
Select
Select
Select
Select
Select
Select
Select
Select
Select
Select
Select
Select
Select
Select
Select
Select
Select
Select
Select
Select
Select
Select
Select
Select
Select
Select
Select
Select
Select
Select
Select
Select
Select
Select
Select
Select
Select
Select
Select
Select
Select
Select
Select
Select
Select
Select
Select
Select
Select
Select
Select
Select
Select
Select
Select
Select
Select
Select
Select
Select
Select
Select
Select
Select
Select
Select
Select
Select
Select
Select
Select
Select
Select
Select
Select
Select
Select
Select
Select
Select
Select
Select
Select
Select
Select
Select
Select
Select
Select
Select
Select
Select
Select
Select
Select
Select
Select
Select
Select
Select
Select
Select
Select
Select
Select
Select
Select
Select
Select
Select
Select
Select
Select
Select
Select
Select
Select
Select
Select
Select
Select
Select
Select
Select
Select
Select
Select
Select
Select
Select
Select
Select
Select
Select
Select
Select
Select
Select
Select
Select
Select
Select
Select
Select
Select
Select
Select
Select
Select
Select
Select
Select
Select
Select
Select
Select
Select
Select
Select
Select
Select
Select
Select
Select
Select
Select
Select
Select
Select
Select
Select
Select
Select
Select
Select
Select
Select
Select
Select
Select
Select
Select
Select
Select
Select
Select
Select
Select
Select
Select
Select
Select
Select
Select
Select
Select
Select
Select
Select
Select
Select
Select
Select
Select
Select
Select
Select
Select
Select
Select
Select
Select
Select
Select
Select
Select
Select
Select
Select
Select
Select
Select
Select
Select
Select
Select
Select
Select
Select
Select
Select
Select
Select
Select
Select
Select
Select
Select
Select
Select
Select
Select
Select
Select
Select
Select
Select
Select
Select
Select
Select
Select
Select
Select
Select
Select
Select
Select
Select
Select
Select
Select
Select
Select
Select
Select
Select
Select
Select
Select
Select
Select
Select
Select
Select
Select
Select
Select
Select
Select
Select
Select
Select
Select
Select
Select
Select
Select
Select
Select
Select
Select
Select
Select
Select
Select
Select
Select
Select
Select
Select
Select
Select
Select
Select
Select
Select
Select
Select
Select
Select
Select
Select
Select
Select
Select
Select
Select
Select
Select
Select
Select
Select
Select
Select
Select
Select
Select
Select
Select
Select
Select
Select
Select
Select
Select
Select
Select
Select
Select
Select
Select
Select
Select
Select
Select
Select
Select
Select
Select
Select
Select
Select
Select
Select
Select
Select
Select
Select
Select
Select
Select
Select
Select
Select
Select
Select
Select
Select
Select
Select
Select
Select
Select
Select
Select
Select
Select
Select
Select
Select
Select
Select
Select
Select
Select
Select
Select
Select
Select
Select
Select
Select
Select
Select
Select
Select
Select
Select
Select
Select
Select
Select
Select
Select
Select
Select
Select
Select
Select
Select
Select
Select
Select
Select
Select
Select
Select
Select
Select
Select
Select
Select
Select
Select
Select
Select
Select
Select
Select
Select
Select
Select
Select
Select
Select
Select
Select
Select
Select
Select
Select
Select
Select
Select
Select
Select
Select
Select
Select
Select
Select
Select
Select
Select
Select
Select
Select
Select
Select
Select
Select
Select
Select
Select
Select
Select
Select
Select
Select
Select
Select
Select
Select
Select
Select
Select
Select
Select
Select
Select
Select
Select
Select
Select
Select
Select
Select
Select
Select
Select
Select
Select
Select
Select
Select
Select
Select
Select
Select
Select
Select
Select
Select
Select
Select
Select
Select
Select
Select
Select
Select
Select
Select
Select
Select
Select
Select
Select
Select
Select
Select
Select
Select
Select
Select
Select
Select
Select
Select
Select
Select
Select
Select
Select
Select
Select
Select
Select
Select
Select
Select
Select
Select
Select
Select
Select
Select
Select
Select
Select
Select
Select
Select
Select
Select
Select
Select
Select
Select
Select
Select
Select
Select
Select
Select
Select
Select
Select
Select
Select
Select
Select
Select
Select
Select
Select
Select
Select
Select
Select
Select
Select
Select
Select
Select
Select
Select
Select
Select
Select
Select
Select
Select
Select
Select
Select
Select
Select
Select
Select
Select
Select
Select
Select
Select
Select
Select
Select
Select
Select
Select
Select
Select
Select
Select
Select
Select
Select
Select
Select
Select
Select
Select
Select
Select
Select
Select
Select
Select
Select
Select
Select
Select
Select
Select
Select
Select
Select
Select
Select
Select
Select
Select
Select
Select
Select
Select
Select
Select
Select
Select
Select
Select
Select
Select
Select
Select
Select
Select
Select
Select
Select
Select
Select
Select
Select
Select
Select
Select
Select
Select
Select
Select
Select
Select
Select
Select
Select
Select
Select
Select
Select
Select
Select
Select
Select
Select
Select
Select
Select
Select
Select
Select
Select
Select
Select
Select
Select
Select
Select
Select
Select
Select
Select
Select
Select
Select
Select
Select
Select
Select
Select
Select
Select
Select
Select
Select
Select
Select
Select
Select
Select
Select
Select
Select
Select
Select
Select
Select
Select
Select
Select
Select
Select
Select
Select
Select
Select
Select
Select
Select
Select
Select
Select
Select
Select
Select
Select
Select
Select
Select
Select
Select
Select
Select
Select
Select
Select
Select
Select
Select
Select
Select
Select
Select
Select
Select
Select
Select
Select
Select
Select
Select
Select
Select
Select
Select
Select
Select
Select
Select
Select
Select
Select
Select
Select
Select
Select
Select
Select
Select
Select
Select
Select
Select
Select
Select
Select
Select
Select
Select
Select
Select
Select
Select
Select
Select
Select
Select
Select
Select
Select
Select
Select
Select
Select
Select
Select
Select
Select
Select
Select
Select
Select
Select
Select
Select
Select
Select
Select
Select
Select
Select
Select
Select
Select
Select
Select
Select
Select
Select
Select
Select
Select
Select
Select
Select
Select
Select
Select
Select
Select
Select
Select
Select
Select
Select
Select
Select
Select
Select
Select
Select
Select
Select
Select
Select
Select
Select
Select
Select
Select
Select
Select
Select
Select
Select
Select
Select
Select
Select
Select
Select
Select
Select
Select
Select
Select
Select
Select
Select
Select
Select
Select
Select
Select
Select
Select
Select
Select
Select
Select
Select
Select
Select
Select
Select
Select
Select
Select
Select
Select
Select
Select
Select
Select
Select
Select
Select
Select
Select
Select
Select
Select
Select
Select
Select
Select
Select
Select
Select
Select
Select
Select
Select
Select
Select
Select
Select
Select
Select
Select
Select
Select
Select
Select
Select
Select
Select
Select
Select
Select
Select
Select
Select
Select
Select
Select
Select
Select
Select
Select
Select
Select
Select
Select
Select
Select
Select
Select
Select
Select
Select
Select
Select
Select
Select
Select
Select
Select
Select
Select
Select
Select
Select
Select
Select
Select
Select
Select
Select
Select
Select
Select
Select
Select
Select
Select
Select
Select
Select
Select
Select
Select
Select
Select
Select
Select
Select
Select
Select
Select
Select
Select
Select
Select
Select
Select
Select
Select
Select
Select
Select
Select
Select
Select
Select
Select
Select
Select
Select
Select
Select
Select
Select
Select
Select
Select
Select
Select
Select
Select
Select
Select
Select
Select
Select
Select
Select
Select
Select
Select
Select
Select
Select
Select
Select
Select
Select
Select
Select
Select
Select
Select
Select
Select
Select
Select
Select
Select
Select
Select
Select
Select
Select
Select
Select
Select
Select
Select
Select
Select
Select
Select
Select
Select
Select
Select
Select
Select
Select
Select
Select
Select
Select
Select
Select
Select
Select
Select
Select
Select
Select
Select
Select
Select
Select
Select
Select
Select
Select
Select
Select
Select
Select
Select
Select
Select
Select
Select
Select
Select
Select
Select
Select
Select
Select
Select
Select
Select
Select
Select
Select
Select
Select
Select
Select
Select
Select
Select
Select
Select
Select
Select
Select
Select
Select
Select
Select
Select
Select
Select
Select
Select
Select
Select
Select
Select

## Loads
Load Type | % of Site Load | Individual Savings | Voltage Ratio | % of Site Load for chart | Site Savings
Mechanical Loads
Fans |  |  | 1.9 | #N/A | #VALUE!
Air handlers |  |  | 1.9 | #N/A | #VALUE!
Fan Coil Units |  |  | 1.9 | #N/A | #VALUE!
Pumps |  |  | 1.7 | #N/A | #VALUE!
Induction motor < 3kw |  |  | 0.95 | #N/A | #VALUE!
Induction motor 3-10 kw |  |  | 0.7 | #N/A | #VALUE!
Induction motor 10-50 kw |  |  | 0.6 | #N/A | #VALUE!
Induction motor 50-100 kw |  |  | 0.4 | #N/A | #VALUE!
Induction motor >100kw |  |  | 0.3 | #N/A | #VALUE!
Induction motors at full loading |  |  | 0.1 | #N/A | #VALUE!
Self-contained AC units |  |  | 1 | #N/A | #VALUE!
Refrigeration compressors |  |  | 0.8 | #N/A | #VALUE!
Heat pumps |  |  | 0.5 | #N/A | #VALUE!
Small chillers |  |  | 0.5 | #N/A | #VALUE!
TV's, stereos |  |  | 0.2 | #N/A | #VALUE!
Computers |  |  | 0.2 | #N/A | #VALUE!
VSD motor drives |  |  | 0.1 | #N/A | #VALUE!
DC motor drives |  |  | 0.1 | #N/A | #VALUE!
Servomotors |  |  | 0.1 | #N/A | #VALUE!
Inverter split systems |  |  | 0 | #N/A | #VALUE!
Lighting
HID lighting |  |  | 1.9 | #N/A | #VALUE!
Metal halide lighting |  |  | 1.9 | #N/A | #VALUE!
T8 magnetic ballast |  |  | 1.9 | #N/A | #VALUE!
Incandescent lighting |  |  | 1.9 | #N/A | #VALUE!
Halogen lighting |  |  | 1.9 | #N/A | #VALUE!
LED ligthing |  |  | 0.2 | #N/A | #VALUE!
CFL's with electronic ballast |  |  | 0.3 | #N/A | #VALUE!
T5 electronic ballast |  |  | 0.3 | #N/A | #VALUE!
Other
Switch mode power supplies |  |  | 0.2 | #N/A | #VALUE!
Electrical hot water heaters |  |  | 0.04 | #N/A | #VALUE!
Electric heaters on thermostat |  |  | 0.04 | #N/A | #VALUE!
Electric heaters no thermostat |  |  | 1.9 | #N/A | #VALUE!
Electric grills |  |  | 0.04 | #N/A | #VALUE!
Ovens and deep fat fryers |  |  | 0.04 | #N/A | #VALUE!
Misc |  |  | 0.1 | #N/A | #VALUE!
% of Site Load | 0%
Total Savings | 0%

## Lighting
| Elec Cost per kWh ($) | 0 |  | EW fitting margin | 25% |  | EW Install margin | 25% |  | Stage 2 DC per light | 5 |  | Recycling and Project Delivery | 10 |  | Lighting Procurement per fitting | 0 |  | Hourly rate for Maintenance | 8000% |  | Occupancy Sensor Savings | 0.3 | [52 empty] | Optimizaton
PRODUCT SPECIFICATION | [19 empty] | Financial Overview | [22 empty] | Wholesale Fitting Finances |  |  |  |  | Retail Fitting Finances |  |  |  | Wholesale Installation Finances |  |  |  |  | Retail Installation Finances |  |  |  |  | Occupancy Sensor Finances |  |  |  | Maintenance Finances | [9 empty] | Objective | Cell X77 | Min | Set up for 3 Suppliers for now
ID | Building Name | Room Type | Existing Fitting Description | Lum ID | Existing Quantity | Comments | Watts | Exist lamp hrs | A/C (Y/N) | Hours p.a. on | Occupancy Sensor | No. of sensors | Light Fitting Supplier | Replacement Fitting | Product Code | Fitting Type | Replace Quantity | New Watts | New Fitting Life (hrs) | ROI from elec savings | Payback from elec savings | ROI inc Maintenance | Payback inc Maintenance | EW Cost per fitting | Retail price per fitting | Margin per fitting | Total Cost to EW | Total retail price to Client | Margin to EW | Rebate Estimate | Net Supply and Install Price to Client | Existing kWh p.a. | New Kwh p.a. | Elec Savings (kWh) p.a. from retrofit | Elec Savings (kWh) p.a. from motion sensors | Total Elec Savings (kWh) p.a. | Elec Savings ($) p.a. from retrofit | Elec Savings ($) p.a. from sensors | Total Elec Savings ($) p.a. | Maint. Savings p.a. | Elec and Maint Savings | Total Stage 2 DC cost | Wholesale cost to EW per fitting | Total Wholesale Cost to Supplier | Overheads per fitting | Total per Fitting Cost to EW inc Overheads | Total Cost to EW inc Overheads | Marked up client price per fitting | Total Fitting Cost to Client | EW Margin per Fitting | Total EW Margin | Install cost to EW per fitting | Increase Allowance | Overhead Cost (inc Recycle) | Total Install Cost per fitting | Total Cost to Installer | Marked up install price per fitting | Total Install Cost to Client | Total Install Cost to EW | EW margin per fitting install | Total EW install margin | Supply Price of occupancy sensors | Total price to client of occupancy sensors | Install cost of occupancy sensors | Total install price to client of sensors | Replace each light (years) | Exist lights replaced p.a. | Labour Time to replace (mins) | Number of people | Labour Cost to replace per lamp | Total Labour cost p.a. | Parts cost to replace per lamp | Total Parts cost p.a. | Labour and parts per lamp | Total Labour and Parts Cost p.a. |  |  |  | Lumaled | Lumex | Thorn | Emerald Planet | Eaton Crouse Hinds | Cherry LED | Supplier 7 | Supplier 8 | Supplier 9 | Supplier 10
TOTALS |  |  |  |  | 72 |  |  |  | 0 |  |  | 48 |  |  |  |  | 72 |  |  | 0% | 0 | 0% | 0 |  |  |  | 13704 | 18152 | 4448 | 1818 | 16334 | 12.42 | 0 | 12.42 | 3.726 | 16.146 | 0 | 0 | 0 | 0 | 0 | 360 |  | 0 |  |  | 0 |  | 0 |  | 0 |  |  |  |  | 0 |  | 960 | 720 | 0 | 240 | 7200 | 9600 | 5424 | 7232 | 0 | 0 |  |  |  | 0 |  | 0 |  | 0
1 |  |  | 4ft Twin Surface Mount Batten |  | 3 |  | 90 | 6800 | N | 2 | PIR | 2 | Select |  |  |  | 3 | 0 | 0 | 0% | 0 | 0% | 0 | 10 | 13.3333 | 3.3333 | 571 | 756.3333 | 185.3333 | 876 | -119.6667 | 0.54 | 0 | 0.54 | 0.162 | 0.702 | 0 | 0 | 0 | 0 | 0 | 15 | 0 | 0 | 0 | 0 | 0 | 0 | 0 | 0 | 0 | 0 |  | 10 | 10 | 0 | 13.3333 | 40 | 30 | 3.3333 | 10 | 300 | 400 | 226 | 301.3333 | 3400 | 0.00088235 | 0 | 0 | 0 | 0 | 0 | 0 | 0 | 0 |  | 0 | 1 | 0 | 0 | 0 | 0 | 0 | 0 | 0 | 0 | 0 | 0
2 |  |  | 2ft Twin Surface Mount Batten |  | 3 |  | 45 | 6800 | N | 2 | PIR | 2 | Select |  |  |  | 3 | 0 | 0 | 0% | 0 | 0% | 0 | 10 | 13.3333 | 3.3333 | 571 | 756.3333 | 185.3333 | 87 | 669.3333 | 0.27 | 0 | 0.27 | 0.081 | 0.351 | 0 | 0 | 0 | 0 | 0 | 15 | 0 | 0 | 0 | 0 | 0 | 0 | 0 | 0 | 0 | 0 |  | 10 | 10 | 0 | 13.3333 | 40 | 30 | 3.3333 | 10 | 300 | 400 | 226 | 301.3333 | 3400 | 0.00088235 | 0 | 0 | 0 | 0 | 0 | 0 | 0 | 0 |  | 0 | 2 | 0 | 0 | 0 | 0 | 0 | 0 | 0 | 0 | 0 | 0
3 |  |  | 2ft Twin Surface Mount Batten |  | 3 |  | 45 | 6800 | N | 2 | PIR | 2 | Select |  |  |  | 3 | 0 | 0 | 0% | 0 | 0% | 0 | 10 | 13.3333 | 3.3333 | 571 | 756.3333 | 185.3333 | 8 | 748.3333 | 0.27 | 0 | 0.27 | 0.081 | 0.351 | 0 | 0 | 0 | 0 | 0 | 15 | 0 | 0 | 0 | 0 | 0 | 0 | 0 | 0 | 0 | 0 |  | 10 | 10 | 0 | 13.3333 | 40 | 30 | 3.3333 | 10 | 300 | 400 | 226 | 301.3333 | 3400 | 0.00088235 | 0 | 0 | 0 | 0 | 0 | 0 | 0 | 0 |  | 0 | 3 | 0 | 0 | 0 | 0 | 0 | 0 | 0 | 0 | 0 | 0
4 |  |  | 4ft Twin Surface Mount Batten |  | 3 |  | 90 | 6800 | N | 2 | PIR | 2 | Select |  |  |  | 3 | 0 | 0 | 0% | 0 | 0% | 0 | 10 | 13.3333 | 3.3333 | 571 | 756.3333 | 185.3333 | 768 | -11.6667 | 0.54 | 0 | 0.54 | 0.162 | 0.702 | 0 | 0 | 0 | 0 | 0 | 15 | 0 | 0 | 0 | 0 | 0 | 0 | 0 | 0 | 0 | 0 |  | 10 | 10 | 0 | 13.3333 | 40 | 30 | 3.3333 | 10 | 300 | 400 | 226 | 301.3333 | 3400 | 0.00088235 | 0 | 0 | 0 | 0 | 0 | 0 | 0 | 0 |  | 0 | 4 | 0 | 0 | 0 | 0 | 0 | 0 | 0 | 0 | 0 | 0
5 |  |  | 4ft Twin Surface Mount Batten |  | 3 |  | 90 | 6800 | N | 2 | PIR | 2 | Select |  |  |  | 3 | 0 | 0 | 0% | 0 | 0% | 0 | 10 | 13.3333 | 3.3333 | 571 | 756.3333 | 185.3333 | 79 | 677.3333 | 0.54 | 0 | 0.54 | 0.162 | 0.702 | 0 | 0 | 0 | 0 | 0 | 15 | 0 | 0 | 0 | 0 | 0 | 0 | 0 | 0 | 0 | 0 |  | 10 | 10 | 0 | 13.3333 | 40 | 30 | 3.3333 | 10 | 300 | 400 | 226 | 301.3333 | 3400 | 0.00088235 | 0 | 0 | 0 | 0 | 0 | 0 | 0 | 0 |  | 0 | 5 | 0 | 0 | 0 | 0 | 0 | 0 | 0 | 0 | 0 | 0
6 |  |  | 4ft Twin Surface Mount Batten |  | 3 |  | 90 | 6800 | N | 2 | PIR | 2 | Select |  |  |  | 3 | 0 | 0 | 0% | 0 | 0% | 0 | 10 | 13.3333 | 3.3333 | 571 | 756.3333 | 185.3333 |  | 756.3333 | 0.54 | 0 | 0.54 | 0.162 | 0.702 | 0 | 0 | 0 | 0 | 0 | 15 | 0 | 0 | 0 | 0 | 0 | 0 | 0 | 0 | 0 | 0 |  | 10 | 10 | 0 | 13.3333 | 40 | 30 | 3.3333 | 10 | 300 | 400 | 226 | 301.3333 | 3400 | 0.00088235 | 0 | 0 | 0 | 0 | 0 | 0 | 0 | 0 |  | 0 | 6 | 0 | 0 | 0 | 0 | 0 | 0 | 0 | 0 | 0 | 0
7 |  |  | 4ft Twin Surface Mount Batten |  | 3 |  | 90 | 6800 | N | 2 | PIR | 2 | Select |  |  |  | 3 | 0 | 0 | 0% | 0 | 0% | 0 | 10 | 13.3333 | 3.3333 | 571 | 756.3333 | 185.3333 |  | 756.3333 | 0.54 | 0 | 0.54 | 0.162 | 0.702 | 0 | 0 | 0 | 0 | 0 | 15 | 0 | 0 | 0 | 0 | 0 | 0 | 0 | 0 | 0 | 0 |  | 10 | 10 | 0 | 13.3333 | 40 | 30 | 3.3333 | 10 | 300 | 400 | 226 | 301.3333 | 3400 | 0.00088235 | 0 | 0 | 0 | 0 | 0 | 0 | 0 | 0 |  | 0 | 7 | 0 | 0 | 0 | 0 | 0 | 0 | 0 | 0 | 0 | 0
8 |  |  | 4ft Twin Surface Mount Batten |  | 3 |  | 90 | 6800 | N | 2 | PIR | 2 | Select |  |  |  | 3 | 0 | 0 | 0% | 0 | 0% | 0 | 10 | 13.3333 | 3.3333 | 571 | 756.3333 | 185.3333 |  | 756.3333 | 0.54 | 0 | 0.54 | 0.162 | 0.702 | 0 | 0 | 0 | 0 | 0 | 15 | 0 | 0 | 0 | 0 | 0 | 0 | 0 | 0 | 0 | 0 |  | 10 | 10 | 0 | 13.3333 | 40 | 30 | 3.3333 | 10 | 300 | 400 | 226 | 301.3333 | 3400 | 0.00088235 | 0 | 0 | 0 | 0 | 0 | 0 | 0 | 0 |  | 0 | 8 | 0 | 0 | 0 | 0 | 0 | 0 | 0 | 0 | 0 | 0
9 |  |  | 4ft Twin Surface Mount Batten |  | 3 |  | 90 | 6800 | N | 2 | PIR | 2 | Select |  |  |  | 3 | 0 | 0 | 0% | 0 | 0% | 0 | 10 | 13.3333 | 3.3333 | 571 | 756.3333 | 185.3333 |  | 756.3333 | 0.54 | 0 | 0.54 | 0.162 | 0.702 | 0 | 0 | 0 | 0 | 0 | 15 | 0 | 0 | 0 | 0 | 0 | 0 | 0 | 0 | 0 | 0 |  | 10 | 10 | 0 | 13.3333 | 40 | 30 | 3.3333 | 10 | 300 | 400 | 226 | 301.3333 | 3400 | 0.00088235 | 0 | 0 | 0 | 0 | 0 | 0 | 0 | 0 |  | 0 | 9 | 0 | 0 | 0 | 0 | 0 | 0 | 0 | 0 | 0 | 0
10 |  |  | 4ft Twin Surface Mount Batten |  | 3 |  | 90 | 6800 | N | 2 | PIR | 2 | Select |  |  |  | 3 | 0 | 0 | 0% | 0 | 0% | 0 | 10 | 13.3333 | 3.3333 | 571 | 756.3333 | 185.3333 |  | 756.3333 | 0.54 | 0 | 0.54 | 0.162 | 0.702 | 0 | 0 | 0 | 0 | 0 | 15 | 0 | 0 | 0 | 0 | 0 | 0 | 0 | 0 | 0 | 0 |  | 10 | 10 | 0 | 13.3333 | 40 | 30 | 3.3333 | 10 | 300 | 400 | 226 | 301.3333 | 3400 | 0.00088235 | 0 | 0 | 0 | 0 | 0 | 0 | 0 | 0 |  | 0 | 10 | 0 | 0 | 0 | 0 | 0 | 0 | 0 | 0 | 0 | 0
11 |  |  | 4ft Twin Surface Mount Batten |  | 3 |  | 90 | 6800 | N | 2 | PIR | 2 | Select |  |  |  | 3 | 0 | 0 | 0% | 0 | 0% | 0 | 10 | 13.3333 | 3.3333 | 571 | 756.3333 | 185.3333 |  | 756.3333 | 0.54 | 0 | 0.54 | 0.162 | 0.702 | 0 | 0 | 0 | 0 | 0 | 15 | 0 | 0 | 0 | 0 | 0 | 0 | 0 | 0 | 0 | 0 |  | 10 | 10 | 0 | 13.3333 | 40 | 30 | 3.3333 | 10 | 300 | 400 | 226 | 301.3333 | 3400 | 0.00088235 | 0 | 0 | 0 | 0 | 0 | 0 | 0 | 0 |  | 0 | 11 | 0 | 0 | 0 | 0 | 0 | 0 | 0 | 0 | 0 | 0
12 |  |  | 4ft Twin Surface Mount Batten |  | 3 |  | 90 | 6800 | N | 2 | PIR | 2 | Select |  |  |  | 3 | 0 | 0 | 0% | 0 | 0% | 0 | 10 | 13.3333 | 3.3333 | 571 | 756.3333 | 185.3333 |  | 756.3333 | 0.54 | 0 | 0.54 | 0.162 | 0.702 | 0 | 0 | 0 | 0 | 0 | 15 | 0 | 0 | 0 | 0 | 0 | 0 | 0 | 0 | 0 | 0 |  | 10 | 10 | 0 | 13.3333 | 40 | 30 | 3.3333 | 10 | 300 | 400 | 226 | 301.3333 | 3400 | 0.00088235 | 0 | 0 | 0 | 0 | 0 | 0 | 0 | 0 |  | 0 | 12 | 0 | 0 | 0 | 0 | 0 | 0 | 0 | 0 | 0 | 0
13 |  |  | 4ft Twin Surface Mount Batten |  | 3 |  | 90 | 6800 | N | 2 | PIR | 2 | Select |  |  |  | 3 | 0 | 0 | 0% | 0 | 0% | 0 | 10 | 13.3333 | 3.3333 | 571 | 756.3333 | 185.3333 |  | 756.3333 | 0.54 | 0 | 0.54 | 0.162 | 0.702 | 0 | 0 | 0 | 0 | 0 | 15 | 0 | 0 | 0 | 0 | 0 | 0 | 0 | 0 | 0 | 0 |  | 10 | 10 | 0 | 13.3333 | 40 | 30 | 3.3333 | 10 | 300 | 400 | 226 | 301.3333 | 3400 | 0.00088235 | 0 | 0 | 0 | 0 | 0 | 0 | 0 | 0 |  | 0 | 13 | 0 | 0 | 0 | 0 | 0 | 0 | 0 | 0 | 0 | 0
14 |  |  | 4ft Twin Surface Mount Batten |  | 3 |  | 90 | 6800 | N | 2 | PIR | 2 | Select |  |  |  | 3 | 0 | 0 | 0% | 0 | 0% | 0 | 10 | 13.3333 | 3.3333 | 571 | 756.3333 | 185.3333 |  | 756.3333 | 0.54 | 0 | 0.54 | 0.162 | 0.702 | 0 | 0 | 0 | 0 | 0 | 15 | 0 | 0 | 0 | 0 | 0 | 0 | 0 | 0 | 0 | 0 |  | 10 | 10 | 0 | 13.3333 | 40 | 30 | 3.3333 | 10 | 300 | 400 | 226 | 301.3333 | 3400 | 0.00088235 | 0 | 0 | 0 | 0 | 0 | 0 | 0 | 0 |  | 0 | 14 | 0 | 0 | 0 | 0 | 0 | 0 | 0 | 0 | 0 | 0
15 |  |  | 4ft Twin Surface Mount Batten |  | 3 |  | 90 | 6800 | N | 2 | PIR | 2 | Select |  |  |  | 3 | 0 | 0 | 0% | 0 | 0% | 0 | 10 | 13.3333 | 3.3333 | 571 | 756.3333 | 185.3333 |  | 756.3333 | 0.54 | 0 | 0.54 | 0.162 | 0.702 | 0 | 0 | 0 | 0 | 0 | 15 | 0 | 0 | 0 | 0 | 0 | 0 | 0 | 0 | 0 | 0 |  | 10 | 10 | 0 | 13.3333 | 40 | 30 | 3.3333 | 10 | 300 | 400 | 226 | 301.3333 | 3400 | 0.00088235 | 0 | 0 | 0 | 0 | 0 | 0 | 0 | 0 |  | 0 | 15 | 0 | 0 | 0 | 0 | 0 | 0 | 0 | 0 | 0 | 0
16 |  |  | 4ft Twin Surface Mount Batten |  | 3 |  | 90 | 6800 | N | 2 | PIR | 2 | Select |  |  |  | 3 | 0 | 0 | 0% | 0 | 0% | 0 | 10 | 13.3333 | 3.3333 | 571 | 756.3333 | 185.3333 |  | 756.3333 | 0.54 | 0 | 0.54 | 0.162 | 0.702 | 0 | 0 | 0 | 0 | 0 | 15 | 0 | 0 | 0 | 0 | 0 | 0 | 0 | 0 | 0 | 0 |  | 10 | 10 | 0 | 13.3333 | 40 | 30 | 3.3333 | 10 | 300 | 400 | 226 | 301.3333 | 3400 | 0.00088235 | 0 | 0 | 0 | 0 | 0 | 0 | 0 | 0 |  | 0 | 16 | 0 | 0 | 0 | 0 | 0 | 0 | 0 | 0 | 0 | 0
17 |  |  | 4ft Twin Surface Mount Batten |  | 3 |  | 90 | 6800 | N | 2 | PIR | 2 | Select |  |  |  | 3 | 0 | 0 | 0% | 0 | 0% | 0 | 10 | 13.3333 | 3.3333 | 571 | 756.3333 | 185.3333 |  | 756.3333 | 0.54 | 0 | 0.54 | 0.162 | 0.702 | 0 | 0 | 0 | 0 | 0 | 15 | 0 | 0 | 0 | 0 | 0 | 0 | 0 | 0 | 0 | 0 |  | 10 | 10 | 0 | 13.3333 | 40 | 30 | 3.3333 | 10 | 300 | 400 | 226 | 301.3333 | 3400 | 0.00088235 | 0 | 0 | 0 | 0 | 0 | 0 | 0 | 0 |  | 0 | 17 | 0 | 0 | 0 | 0 | 0 | 0 | 0 | 0 | 0 | 0
18 |  |  | 4ft Twin Surface Mount Batten |  | 3 |  | 90 | 6800 | N | 2 | PIR | 2 | Select |  |  |  | 3 | 0 | 0 | 0% | 0 | 0% | 0 | 10 | 13.3333 | 3.3333 | 571 | 756.3333 | 185.3333 |  | 756.3333 | 0.54 | 0 | 0.54 | 0.162 | 0.702 | 0 | 0 | 0 | 0 | 0 | 15 | 0 | 0 | 0 | 0 | 0 | 0 | 0 | 0 | 0 | 0 |  | 10 | 10 | 0 | 13.3333 | 40 | 30 | 3.3333 | 10 | 300 | 400 | 226 | 301.3333 | 3400 | 0.00088235 | 0 | 0 | 0 | 0 | 0 | 0 | 0 | 0 |  | 0 | 18 | 0 | 0 | 0 | 0 | 0 | 0 | 0 | 0 | 0 | 0
19 |  |  | 4ft Twin Surface Mount Batten |  | 3 |  | 90 | 6800 | N | 2 | PIR | 2 | Select |  |  |  | 3 | 0 | 0 | 0% | 0 | 0% | 0 | 10 | 13.3333 | 3.3333 | 571 | 756.3333 | 185.3333 |  | 756.3333 | 0.54 | 0 | 0.54 | 0.162 | 0.702 | 0 | 0 | 0 | 0 | 0 | 15 | 0 | 0 | 0 | 0 | 0 | 0 | 0 | 0 | 0 | 0 |  | 10 | 10 | 0 | 13.3333 | 40 | 30 | 3.3333 | 10 | 300 | 400 | 226 | 301.3333 | 3400 | 0.00088235 | 0 | 0 | 0 | 0 | 0 | 0 | 0 | 0 |  | 0 | 19 | 0 | 0 | 0 | 0 | 0 | 0 | 0 | 0 | 0 | 0
20 |  |  | 4ft Twin Surface Mount Batten |  | 3 |  | 90 | 6800 | N | 2 | PIR | 2 | Select |  |  |  | 3 | 0 | 0 | 0% | 0 | 0% | 0 | 10 | 13.3333 | 3.3333 | 571 | 756.3333 | 185.3333 |  | 756.3333 | 0.54 | 0 | 0.54 | 0.162 | 0.702 | 0 | 0 | 0 | 0 | 0 | 15 | 0 | 0 | 0 | 0 | 0 | 0 | 0 | 0 | 0 | 0 |  | 10 | 10 | 0 | 13.3333 | 40 | 30 | 3.3333 | 10 | 300 | 400 | 226 | 301.3333 | 3400 | 0.00088235 | 0 | 0 | 0 | 0 | 0 | 0 | 0 | 0 |  | 0 | 20 | 0 | 0 | 0 | 0 | 0 | 0 | 0 | 0 | 0 | 0
21 |  |  | 4ft Twin Surface Mount Batten |  | 3 |  | 90 | 6800 | N | 2 | PIR | 2 | Select |  |  |  | 3 | 0 | 0 | 0% | 0 | 0% | 0 | 10 | 13.3333 | 3.3333 | 571 | 756.3333 | 185.3333 |  | 756.3333 | 0.54 | 0 | 0.54 | 0.162 | 0.702 | 0 | 0 | 0 | 0 | 0 | 15 | 0 | 0 | 0 | 0 | 0 | 0 | 0 | 0 | 0 | 0 |  | 10 | 10 | 0 | 13.3333 | 40 | 30 | 3.3333 | 10 | 300 | 400 | 226 | 301.3333 | 3400 | 0.00088235 | 0 | 0 | 0 | 0 | 0 | 0 | 0 | 0 |  | 0 | 21 | 0 | 0 | 0 | 0 | 0 | 0 | 0 | 0 | 0 | 0
22 |  |  | 4ft Twin Surface Mount Batten |  | 3 |  | 90 | 6800 | N | 2 | PIR | 2 | Select |  |  |  | 3 | 0 | 0 | 0% | 0 | 0% | 0 | 10 | 13.3333 | 3.3333 | 571 | 756.3333 | 185.3333 |  | 756.3333 | 0.54 | 0 | 0.54 | 0.162 | 0.702 | 0 | 0 | 0 | 0 | 0 | 15 | 0 | 0 | 0 | 0 | 0 | 0 | 0 | 0 | 0 | 0 |  | 10 | 10 | 0 | 13.3333 | 40 | 30 | 3.3333 | 10 | 300 | 400 | 226 | 301.3333 | 3400 | 0.00088235 | 0 | 0 | 0 | 0 | 0 | 0 | 0 | 0 |  | 0 | 22 | 0 | 0 | 0 | 0 | 0 | 0 | 0 | 0 | 0 | 0
23 |  |  | 4ft Twin Surface Mount Batten |  | 3 |  | 90 | 6800 | N | 2 | PIR | 2 | Select |  |  |  | 3 | 0 | 0 | 0% | 0 | 0% | 0 | 10 | 13.3333 | 3.3333 | 571 | 756.3333 | 185.3333 |  | 756.3333 | 0.54 | 0 | 0.54 | 0.162 | 0.702 | 0 | 0 | 0 | 0 | 0 | 15 | 0 | 0 | 0 | 0 | 0 | 0 | 0 | 0 | 0 | 0 |  | 10 | 10 | 0 | 13.3333 | 40 | 30 | 3.3333 | 10 | 300 | 400 | 226 | 301.3333 | 3400 | 0.00088235 | 0 | 0 | 0 | 0 | 0 | 0 | 0 | 0 |  | 0 | 23 | 0 | 0 | 0 | 0 | 0 | 0 | 0 | 0 | 0 | 0
24 |  |  | 4ft Twin Surface Mount Batten |  | 3 |  | 90 | 6800 | N | 2 | PIR | 2 | Select |  |  |  | 3 | 0 | 0 | 0% | 0 | 0% | 0 | 10 | 13.3333 | 3.3333 | 571 | 756.3333 | 185.3333 |  | 756.3333 | 0.54 | 0 | 0.54 | 0.162 | 0.702 | 0 | 0 | 0 | 0 | 0 | 15 | 0 | 0 | 0 | 0 | 0 | 0 | 0 | 0 | 0 | 0 |  | 10 | 10 | 0 | 13.3333 | 40 | 30 | 3.3333 | 10 | 300 | 400 | 226 | 301.3333 | 3400 | 0.00088235 | 0 | 0 | 0 | 0 | 0 | 0 | 0 | 0 |  | 0 | 24 | 0 | 0 | 0 | 0 | 0 | 0 | 0 | 0 | 0 | 0
25 | [12 empty] | Select | [63 empty] | 0 | 25 | 0 | 0 | 0 | 0 | 0 | 0 | 0 | 0 | 0 | 0
26 | [12 empty] | Select | [63 empty] | 0 | 26 | 0 | 0 | 0 | 0 | 0 | 0 | 0 | 0 | 0 | 0
27 | [12 empty] | Select | [63 empty] | 0 | 27 | 0 | 0 | 0 | 0 | 0 | 0 | 0 | 0 | 0 | 0
28 | [12 empty] | Select | [63 empty] | 0 | 28 | 0 | 0 | 0 | 0 | 0 | 0 | 0 | 0 | 0 | 0
29 | [12 empty] | Select | [63 empty] | 0 | 29 | 0 | 0 | 0 | 0 | 0 | 0 | 0 | 0 | 0 | 0
30 | [12 empty] | Select | [63 empty] | 0 | 30 | 0 | 0 | 0 | 0 | 0 | 0 | 0 | 0 | 0 | 0
31 | [12 empty] | Select | [63 empty] | 0 | 31 | 0 | 0 | 0 | 0 | 0 | 0 | 0 | 0 | 0 | 0
32 | [12 empty] | Select | [63 empty] | 0 | 32 | 0 | 0 | 0 | 0 | 0 | 0 | 0 | 0 | 0 | 0
33 | [12 empty] | Select | [63 empty] | 0 | 33 | 0 | 0 | 0 | 0 | 0 | 0 | 0 | 0 | 0 | 0
34 | [12 empty] | Select | [63 empty] | 0 | 34 | 0 | 0 | 0 | 0 | 0 | 0 | 0 | 0 | 0 | 0
35 | [12 empty] | Select | [63 empty] | 0 | 35 | 0 | 0 | 0 | 0 | 0 | 0 | 0 | 0 | 0 | 0
36 | [12 empty] | Select | [63 empty] | 0 | 36 | 0 | 0 | 0 | 0 | 0 | 0 | 0 | 0 | 0 | 0
37 | [12 empty] | Select | [63 empty] | 0 | 37 | 0 | 0 | 0 | 0 | 0 | 0 | 0 | 0 | 0 | 0
38 | [12 empty] | Select | [63 empty] | 0 | 38 | 0 | 0 | 0 | 0 | 0 | 0 | 0 | 0 | 0 | 0
39 | [12 empty] | Select | [63 empty] | 0 | 39 | 0 | 0 | 0 | 0 | 0 | 0 | 0 | 0 | 0 | 0
40 | [12 empty] | Select | [63 empty] | 0 | 40 | 0 | 0 | 0 | 0 | 0 | 0 | 0 | 0 | 0 | 0
41 | [12 empty] | Select | [63 empty] | 0 | 41 | 0 | 0 | 0 | 0 | 0 | 0 | 0 | 0 | 0 | 0
42 | [12 empty] | Select | [63 empty] | 0 | 42 | 0 | 0 | 0 | 0 | 0 | 0 | 0 | 0 | 0 | 0
43 | [12 empty] | Select | [63 empty] | 0 | 43 | 0 | 0 | 0 | 0 | 0 | 0 | 0 | 0 | 0 | 0
44 | [12 empty] | Select | [63 empty] | 0 | 44 | 0 | 0 | 0 | 0 | 0 | 0 | 0 | 0 | 0 | 0
45 | [12 empty] | Select | [63 empty] | 0 | 45 | 0 | 0 | 0 | 0 | 0 | 0 | 0 | 0 | 0 | 0
46 | [12 empty] | Select | [63 empty] | 0 | 46 | 0 | 0 | 0 | 0 | 0 | 0 | 0 | 0 | 0 | 0
47 | [12 empty] | Select | [63 empty] | 0 | 47 | 0 | 0 | 0 | 0 | 0 | 0 | 0 | 0 | 0 | 0
48 | [12 empty] | Select | [63 empty] | 0 | 48 | 0 | 0 | 0 | 0 | 0 | 0 | 0 | 0 | 0 | 0
49 | [12 empty] | Select | [63 empty] | 0 | 49 | 0 | 0 | 0 | 0 | 0 | 0 | 0 | 0 | 0 | 0
50 | [12 empty] | Select | [63 empty] | 0 | 50 | 0 | 0 | 0 | 0 | 0 | 0 | 0 | 0 | 0 | 0
51 | [12 empty] | Select | [63 empty] | 0 | 51 | 0 | 0 | 0 | 0 | 0 | 0 | 0 | 0 | 0 | 0
52 | [12 empty] | Select | [63 empty] | 0 | 52 | 0 | 0 | 0 | 0 | 0 | 0 | 0 | 0 | 0 | 0
53 | [12 empty] | Select | [63 empty] | 0 | 53 | 0 | 0 | 0 | 0 | 0 | 0 | 0 | 0 | 0 | 0
54 | [12 empty] | Select | [63 empty] | 0 | 54 | 0 | 0 | 0 | 0 | 0 | 0 | 0 | 0 | 0 | 0
54 | [12 empty] | Select | [63 empty] | 0 | 54 | 0 | 0 | 0 | 0 | 0 | 0 | 0 | 0 | 0 | 0
55 | [12 empty] | Select | [63 empty] | 0 | 55 | 0 | 0 | 0 | 0 | 0 | 0 | 0 | 0 | 0 | 0
56 | [12 empty] | Select | [63 empty] | 0 | 56 | 0 | 0 | 0 | 0 | 0 | 0 | 0 | 0 | 0 | 0
57 | [12 empty] | Select | [63 empty] | 0 | 57 | 0 | 0 | 0 | 0 | 0 | 0 | 0 | 0 | 0 | 0
58 | [12 empty] | Select | [63 empty] | 0 | 58 | 0 | 0 | 0 | 0 | 0 | 0 | 0 | 0 | 0 | 0
59 | [12 empty] | Select | [63 empty] | 0 | 59 | 0 | 0 | 0 | 0 | 0 | 0 | 0 | 0 | 0 | 0
60 | [12 empty] | Select | [63 empty] | 0 | 60 | 0 | 0 | 0 | 0 | 0 | 0 | 0 | 0 | 0 | 0
61 | [12 empty] | Select | [63 empty] | 0 | 61 | 0 | 0 | 0 | 0 | 0 | 0 | 0 | 0 | 0 | 0
62 | [12 empty] | Select | [63 empty] | 0 | 62 | 0 | 0 | 0 | 0 | 0 | 0 | 0 | 0 | 0 | 0
63 | [12 empty] | Select | [63 empty] | 0 | 63 | 0 | 0 | 0 | 0 | 0 | 0 | 0 | 0 | 0 | 0
64 | [12 empty] | Select | [63 empty] | 0 | 64 | 0 | 0 | 0 | 0 | 0 | 0 | 0 | 0 | 0 | 0
65 | [12 empty] | Select | [63 empty] | 0 | 65 | 0 | 0 | 0 | 0 | 0 | 0 | 0 | 0 | 0 | 0
66 | [12 empty] | Select | [63 empty] | 0 | 66 | 0 | 0 | 0 | 0 | 0 | 0 | 0 | 0 | 0 | 0
67 | [12 empty] | Select | [63 empty] | 0 | 67 | 0 | 0 | 0 | 0 | 0 | 0 | 0 | 0 | 0 | 0
68 | [12 empty] | Select | [63 empty] | 0 | 68 | 0 | 0 | 0 | 0 | 0 | 0 | 0 | 0 | 0 | 0
69 | [12 empty] | Select | [63 empty] | 0 |  | 0 | 0 | 0
| TOTAL |  |  |  | 72 |  |  |  | 0 |  |  | 48 |  |  |  |  | 72 |  |  | 0% | 0 | 0% | 0 |  |  |  | 13704 | 18152 | 4448 | 1818 | 16334 | 12.42 | 0 | 12.42 | 3.726 | 16.146 | 0 | 0 | 0 | 0 | 0 | 360 |  | 0 |  |  | 0 |  | 0 |  | 0 |  |  |  |  | 0 |  | 960 | 720 | 0 | 240 | 7200 | 9600 | 5424 | 7232 | 0 | 0 |  |  |  | 0 |  | 0 |  | 0
min
1=
b
b
b
b
b
b
b
b
b
b
b
b
b
b
b
b
b
b
b
b
b
b
b
b
b
b
b
b
b
b
b
b
b
b
b
b
b
b
b
b
b
b
b
b
b
b
b
b
b
b
b
b
b
b
b
b
b
b
b
b
b
b
b
b
b
b
b
b
b
b
b
b

## Optimization
#REF!
Install Price
REPLACEMENT
Supplier
Lumaled
Lumex
Thorn
Emerald Planet
Eaton Crouse Hinds
Cherry LED
Supplier 7
Supplier 8
Supplier 9
Supplier 10

## Lighting - rebate temp
LIGHTING PRODUCT SPECIFICATION | [18 empty] | REBATES
ID | Building Name | Room Type | Existing Fitting Description | Lum ID | Existing Quantity | Comments | Watts | Exist lamp hrs | A/C (Y/N) | Hours p.a. on | Motion Sensor (Y/N) | Supplier | Replacement Fitting | Product Code | Fitting Type | Replace Quantity | New Watts | New Fitting Life (hrs) | No. of Certificates | Rebate Value
1 |  |  | Select |  | 1 | [6 empty] | Select |  |  |  | 1
2 | [11 empty] | Select
3 | [11 empty] | Select
4 | [11 empty] | Select
5 | [11 empty] | Select
6 | [11 empty] | Select
7 | [11 empty] | Select
8 | [11 empty] | Select
9 | [11 empty] | Select
10 | [11 empty] | Select
11 | [11 empty] | Select
12 | [11 empty] | Select
13 | [11 empty] | Select
14 | [11 empty] | Select
15 | [11 empty] | Select
16 | [11 empty] | Select
17 | [11 empty] | Select
18 | [11 empty] | Select
19 | [11 empty] | Select
20 | [11 empty] | Select
21 | [11 empty] | Select
22 | [11 empty] | Select
23 | [11 empty] | Select
24 | [11 empty] | Select
25 | [11 empty] | Select
26 | [11 empty] | Select
27 | [11 empty] | Select
28 | [11 empty] | Select
29 | [11 empty] | Select
30 | [11 empty] | Select
31 | [11 empty] | Select
32 | [11 empty] | Select
33 | [11 empty] | Select
34 | [11 empty] | Select
35 | [11 empty] | Select
36 | [11 empty] | Select
37 | [11 empty] | Select
38 | [11 empty] | Select
39 | [11 empty] | Select
40 | [11 empty] | Select
41 | [11 empty] | Select
42 | [11 empty] | Select
43 | [11 empty] | Select
44 | [11 empty] | Select
45 | [11 empty] | Select
46 | [11 empty] | Select
47 | [11 empty] | Select
48 | [11 empty] | Select
49 | [11 empty] | Select
50 | [11 empty] | Select
51 | [11 empty] | Select
52 | [11 empty] | Select
53 | [11 empty] | Select
54 | [11 empty] | Select
55 | [11 empty] | Select
56 | [11 empty] | Select
57 | [11 empty] | Select
58 | [11 empty] | Select
59 | [11 empty] | Select
60 | [11 empty] | Select
61 |  |  |  |  | 1 | [10 empty] | 1

## Charts
CAPITAL INVESTMENT - 1O YEAR | CAPITAL INVESTMENT - 5 YEAR
OPERATING INVESTMENT - 1O YEAR (7 YEAR LEASE TERM) | OPERATING INVESTMENT - 5 YEAR (7 YEAR LEASE TERM)
OPERATING INVESTMENT - 1O YEAR (5 YEAR LEASE TERM) | OPERATING INVESTMENT - 5 YEAR (5 YEAR LEASE TERM)
ELECTRICITY SPEND - 1O YEAR | ELECTRICITY SPEND - 5 YEAR
MONTHLY CONSUMPTION AND EXPENDITURE | MAXIMUM DEMAND AND SPARE CAPACITY
KWH CONSUMPTION
MAXIMUM DEMAND WITH ARK INSTALLATION | MAXIMUM DEMAND WITH NO ARK INSTALLATION
MIX OF LOADS WITH PROJECT | LOAD TYPE EFFICIENCY
LOAD TYPES

## LightOptSupply
4ft Twin Surface Mount Batten | 2ft Twin Surface Mount Batten | 4ft Single Surface Mount Batten | 2ft Single Surface Mount Batten | 4ft Twin Surface Mount Batten WP | 2ft Twin Surface Mount Batten WP | 4ft Single Surface Mount Batten WP | 2ft Single Surface Mount Batten WP | 4ft Twin Recessed T-bar Troffer | 2ft Twin Recessed T-bar Troffer | 4ft Single Recessed T-bar Troffer | 2ft Single Recessed T-bar Troffer | 2ft x 2ft Recessed T-bar Troffer | 4ft x 2ft Recessed T-bar Troffer | 4ft Twin Recessed Plaster Troffer | 2ft Twin Recessed Plaster Troffer | 4ft Single Recessed Plaster Troffer | 2ft Single Recessed Plaster Troffer | 2ft x 2ft Recessed Plaster Troffer | 4ft x 2ft Recessed Plaster Troffer | 4ft Twin Surface Mount Troffer/ Panel | 2ft Twin Surface Mount Troffer/ Panel | 4ft Single Surface Mount Troffer/ Panel | 2ft Single Surface Mount Troffer/ Panel | 2ft x 2ft Surface Mount Troffer/ Panel | 4ft x 2ft Surface Mount Troffer/ Panel | 50W Halogen | Single 13W CFL Downlight | Single 18W CFL Downlight | Single 26W CFL Downlight | Single 32W CFL Downlight | Twin 13W CFL Downlight | Twin 18W CFL Downlight | Twin 26W CFL Downlight | Twin 32W CFL Downlight | 150W Metal Halide Suspended Hi Bay | 250W Metal Halide Suspended Hi Bay | 400W Metal Halide Suspended Hi Bay | 70W flood light | 150W flood light | 250W flood light | 400W flood light | 1000W flood light | 36W Oyster | 13W CFL | 18W CFL | 26W CFL | 32W CFL | Edison or bayonet globe small | Edison or bayonet globe large | 18W Tube | 36W Tube | c | d | e | f | g | No Change
Select | Select | Select | Select | Select | Select | Select | Select | Select | Select | Select | Select | Select | Select | Select | Select | Select | Select | Select | Select | Select | Select | Select | Select | Select | Select | Select | Select | Select | Select | Select | Select | Select | Select | Select | Select | Select | Select | Select | Select | Select | Select | Select | Select | Select | Select | Select | Select | Select | Select | Select | Select | Select | Select | Select | Select | Select | Select
Lumaled | Lumaled | Lumaled | Lumaled | Lumaled | Lumaled | Lumaled | Lumaled | Lumaled | Lumaled | Lumaled | Lumaled | Lumaled | Lumaled | Lumaled | Lumaled | Lumaled | Lumaled 2ft x 0.5ft Panel | Lumaled | Lumaled | Lumaled | Lumaled | Lumaled | Lumaled | Lumaled | Lumaled | Lumaled | Lumaled | Lumaled | Lumaled | Lumaled | Lumaled | Lumaled | Lumaled | Lumaled | Lumaled | Lumaled | Eaton Crouse Hinds | Lumaled | Lumaled | Eaton Crouse Hinds | Eaton Crouse Hinds | Eaton Crouse Hinds | Lumaled | Cherry LED | Cherry LED | Cherry LED | Cherry LED | Cherry LED | Cherry LED | Lumaled | Lumaled
Lumex | Lumex | Lumex | Lumex | Lumex | Lumex | Lumex | Lumex | Lumex | Lumex | Lumex | Lumex | Lumex | Lumex | Lumex | Lumex | Lumex | Novablade 2ft x 0.5ft 21W Panel with RPK | Lumex | Lumex | Lumex | Lumex | Lumex | Lumex | Lumex | Lumex | Lumex | Lumex | Lumex | Lumex | Lumex | Lumex | Lumex | Lumex | Lumex | Lumex | Lumex | Lumaled | Lumex | Lumex | Lumaled | Lumaled | Lumaled | Lumex | [7 empty] | Emerald Planet
Thorn |  | Thorn |  | Thorn | Thorn |  |  | Emerald Planet |  |  | 0 | [25 empty] | Lumex |  |  | Lumex | Lumex | Lumex
0
0
0
0

## Light Options
| LIGHTING OPTIONS | EW Margin | 25% |  |  |  | Rebate Price | 18 | Rebate Hours | 3000
Options Schedule
Select
| Battens | LUM ID | Rated Hours | Total W | Lamp Price | Install Price
F025 | 4ft Twin Surface Mount Batten | F025 | 6800 | 90 | 10
F011 | 2ft Twin Surface Mount Batten | F011 | 6800 | 45 | 10
F020 | 4ft Single Surface Mount Batten | F020 | 6800 | 45 | 5
F050 | 2ft Single Surface Mount Batten | F050 | 6800 | 22.5 | 5
F089 | 4ft Twin Surface Mount Batten WP | F089 | 6800 | 90 | 10
F097 | 2ft Twin Surface Mount Batten WP | F097 | 6800 | 45 | 10
F107 | 4ft Single Surface Mount Batten WP | F107 | 6800 | 45 | 5
F096 | 2ft Single Surface Mount Batten WP | F096 | 6800 | 22.5 | 5
0 | Recessed T-bar Troffers
F024 | 4ft Twin Recessed T-bar Troffer | F024 | 6800 | 90 | 10
F010 | 2ft Twin Recessed T-bar Troffer | F010 | 6800 | 45 | 10
F060 | 4ft Single Recessed T-bar Troffer | F060 | 6800 | 45 | 5
F046 | 2ft Single Recessed T-bar Troffer | F046 | 6800 | 22.5 | 5
F017 | 2ft x 2ft Recessed T-bar Troffer | F017 | 6800 | 90 | 10
F093 | 4ft x 2ft Recessed T-bar Troffer | F093 | 6800 | 135 | 20
0 | Recessed Plaster Troffers
F023 | 4ft Twin Recessed Plaster Troffer | F023 | 6800 | 90 | 10
F044 | 2ft Twin Recessed Plaster Troffer | F044 | 6800 | 45 | 10
F056 | 4ft Single Recessed Plaster Troffer | F056 | 6800 | 45 | 5
F043 | 2ft Single Recessed Plaster Troffer | F043 | 6800 | 22.5 | 5
F015 | 2ft x 2ft Recessed Plaster Troffer | F015 | 6800 | 90 | 10
F059 | 4ft x 2ft Recessed Plaster Troffer | F059 | 6800 | 135 | 20
0 | Surface Mount Troffers/ Panels
21 | 4ft Twin Surface Mount Troffer/ Panel | 21 | 6800 | 90 | 10
22 | 2ft Twin Surface Mount Troffer/ Panel | 22 | 6800 | 45 | 10
23 | 4ft Single Surface Mount Troffer/ Panel | 23 | 6800 | 45 | 5
24 | 2ft Single Surface Mount Troffer/ Panel | 24 | 6800 | 22.5 | 5
25 | 2ft x 2ft Surface Mount Troffer/ Panel | 25 | 6800 | 90 | 10
26 | 4ft x 2ft Surface Mount Troffer/ Panel | 26 | 6800 | 135 | 20
0 | Downlights
D006 | 50W Halogen | D006 | 2000 | 65 | 3
PL004 | Single 13W CFL Downlight | PL004 | 6800 | 18 | 8
PL007 | Single 18W CFL Downlight | PL007 | 6800 | 24 | 10
0 | Single 26W CFL Downlight |  | 6800 | 32 | 12
31 | Single 32W CFL Downlight | 31 | 6800 | 38 | 14
32 | Twin 13W CFL Downlight | 32 | 6800 | 36 | 16
PL008 | Twin 18W CFL Downlight | PL008 | 6800 | 48 | 20
34 | Twin 26W CFL Downlight | 34 | 6800 | 64 | 24
35 | Twin 32W CFL Downlight | 35 | 6800 | 76 | 28
0 | Hi Bays
36 | 150W Metal Halide Suspended Hi Bay | 36 | 12800 | 170 | 40
37 | 250W Metal Halide Suspended Hi Bay | 37 | 12800 | 280 | 50
HB006 | 400W Metal Halide Suspended Hi Bay | HB006 | 12800 | 440 | 60
0 | Flood Lights
39 | 70W flood light | 39 | 6800 | 85 | 20
40 | 150W flood light | 40 | 6800 | 170 | 30
41 | 250W flood light | 41 | 6800 | 280 | 40
42 | 400W flood light | 42 | 6800 | 440 | 50
43 | 1000W flood light | 43 | 6800 | 1100 | 60
0 | Oyster
44 | 36W Oyster | 44 | 6800 | 45 | 8
0 | Lamps/ Tubes
45 | 13W CFL | 45 | 6800 | 18 | 8
46 | 18W CFL | 46 | 6800 | 24 | 10
47 | 26W CFL | 47 | 6800 | 32 | 12
48 | 32W CFL | 48 | 6800 | 38 | 14
49 | Edison or bayonet globe small | 49 | 6800 | 18 | 8
50 | Edison or bayonet globe large | 50 | 6800 | 32 | 10
51 | 18W Tube | 51 | 6800 | 22.5 | 5
52 | 36W Tube | 52 | 6800 | 45 | 5
0 | c
0 | d
0 | e
0 | f
0 | g
0 | No Change
| EXISTING |  |  |  |  | REPLACEMENT | [8 empty] | MAINTENANCE
| Existing Light description | Life (hrs) | Total W | Lamp Price | ESC Allow | Supplier | Replacement Light description | Type | Wattage | Life (hrs) | Product Code | EW wholesale price | Client Price | Install | Time to replace lamp (mins) | Number of people to replace | 9W CFL recess plaster d/light
| BATTENS | [15 empty] | 11W CFL surf-mount oyster
4ft Twin Surface Mount BattenLumaled | 4ft Twin Surface Mount Batten | 6800 | 90 | 10 |  | Lumaled | Lumaled 4ft Batten 40W Interlux | Batten | 40 | 50000 | ILUX-1-1200-40-S | 81.85 | 109.1333 | 30 | 15 | 1 | 2x 11W CFL recess plaster d/light
4ft Twin Surface Mount BattenLumex | 4ft Twin Surface Mount Batten | 6800 | 90 | 10 |  | Lumex | Lumex 4ft Batten 40W Linear Q | Batten | 40 | 50000 | LL4LQ122NW | 80 | 106.6667 | 30 | 15 | 1 | 13W CFL recess plaster d/light
4ft Twin Surface Mount BattenThorn | 4ft Twin Surface Mount Batten | 6800 | 90 | 10 |  | Thorn | Thorn 4ft Batten 41W Poseidon | Batten | 41 | 50000 | POS LED 4000 | 80 | 106.6667 | 30 | 15 | 1 | 14W CFL surf-mount oyster
4ft Twin Surface Mount Batten | 4ft Twin Surface Mount Batten | 6800 | 90 | 10 |  |  |  | Batten |  |  |  |  | 0 | 30 | 15 | 1 | 18W CFL recess plaster d/light
4ft Twin Surface Mount Batten | 4ft Twin Surface Mount Batten | 6800 | 90 | 10 |  |  |  | Batten |  |  |  |  | 0 | 30 | 15 | 1 | 18W CFL recess plaster d/light 150diaxx-
4ft Twin Surface Mount Batten | 4ft Twin Surface Mount Batten | 6800 | 90 | 10 |  |  |  | Batten |  |  |  |  | 0 | 30 | 15 | 1 | 18W CFL surf-mount oyster
4ft Twin Surface Mount Batten | 4ft Twin Surface Mount Batten | 6800 | 90 | 10 |  |  |  | Batten |  |  |  |  | 0 | 30 | 15 | 1 | 2x 18W CFL recess plaster d/light 150diaxx-
2ft Twin Surface Mount BattenLumaled | 2ft Twin Surface Mount Batten | 6800 | 45 | 10 |  | Lumaled | Lumaled 2ft Batten 20W Interlux | Batten | 20 | 50000 | ILUX-I-600-20-S | 50.99 | 67.9867 | 30 | 15 | 1 | 4x 18W CFL suspended troffer diffused , circular
2ft Twin Surface Mount BattenLumex | 2ft Twin Surface Mount Batten | 6800 | 45 | 10 |  | Lumex | Lumex 2ft Batten 20W Linear Q | Batten | 20 | 50000 | LL4LQ62NW | 63 | 84 | 30 | 15 | 1 | 26W CFL recess plaster d/light
2ft Twin Surface Mount Batten | 2ft Twin Surface Mount Batten | 6800 | 45 | 10 |  |  |  | Batten |  |  |  |  | 0 | 30 | 15 | 1 | 2x 26W CFL recess plaster d/light
2ft Twin Surface Mount Batten | 2ft Twin Surface Mount Batten | 6800 | 45 | 10 |  |  |  | Batten |  |  |  |  | 0 | 30 | 15 | 1 | 32W CFL recess plaster d/light 200diaxx-
2ft Twin Surface Mount Batten | 2ft Twin Surface Mount Batten | 6800 | 45 | 10 |  |  |  | Batten |  |  |  |  | 0 | 30 | 15 | 1 | 32W CFL surf-mount oyster
2ft Twin Surface Mount Batten | 2ft Twin Surface Mount Batten | 6800 | 45 | 10 |  |  |  | Batten |  |  |  |  | 0 | 30 | 15 | 1 | 2x 32W CFL recess plaster d/light 200diaxx-
2ft Twin Surface Mount Batten | 2ft Twin Surface Mount Batten | 6800 | 45 | 10 |  |  |  | Batten |  |  |  |  | 0 | 30 | 15 | 1 | 36W CFL recess plaster d/light
4ft Single Surface Mount BattenLumaled | 4ft Single Surface Mount Batten | 6800 | 45 | 5 |  | Lumaled | Lumaled 4ft Batten 20W Interlux | Batten | 20 | 50000 | ILUX-1-1200-20-S | 66.42 | 88.56 | 30 | 15 | 1 | 36W CFL surf-mount oyster
4ft Single Surface Mount BattenLumex | 4ft Single Surface Mount Batten | 6800 | 45 | 5 |  | Lumex | Lumex 4ft Batten 20W Linear Q | Batten | 20 | 50000 | LL4LQ121NW | 75 | 100 | 30 | 15 | 1 | 250W HPS suspended hi-bay
4ft Single Surface Mount BattenThorn | 4ft Single Surface Mount Batten | 6800 | 45 | 5 |  | Thorn | Thorn 4ft Batten 41W Poseidon | Batten | 41 | 50000 | POS LED 4000 | 80 | 106.6667 | 30 | 15 | 1 | 250W HPS wall-mount flood
4ft Single Surface Mount Batten | 4ft Single Surface Mount Batten | 6800 | 45 | 5 |  |  |  | Batten |  |  |  |  | 0 | 30 | 15 | 1 | 400W HPS pole-mount streetlight
4ft Single Surface Mount Batten | 4ft Single Surface Mount Batten | 6800 | 45 | 5 |  |  |  | Batten |  |  |  |  | 0 | 30 | 15 | 1 | 400W HPS suspended hi-bay
4ft Single Surface Mount Batten | 4ft Single Surface Mount Batten | 6800 | 45 | 5 |  |  |  | Batten |  |  |  |  | 0 | 30 | 15 | 1 | 400W HPS wall-mount flood
4ft Single Surface Mount Batten | 4ft Single Surface Mount Batten | 6800 | 45 | 5 |  |  |  | Batten |  |  |  |  | 0 | 30 | 15 | 1 | 400W HPS wall-mount streetlight
2ft Single Surface Mount BattenLumaled | 2ft Single Surface Mount Batten | 6800 | 22.5 | 5 |  | Lumaled | Lumaled 2ft Batten 10W Interlux | Batten | 10 | 50000 | ILUX-I-600-10-S | 40.53 | 54.04 | 30 | 15 | 1 | 35W MH surf-mount d/light
2ft Single Surface Mount BattenLumex | 2ft Single Surface Mount Batten | 6800 | 22.5 | 5 |  | Lumex | Lumex 2ft Batten 10W Linear Q | Batten | 10 | 50000 | LL4LQ61NW | 60 | 80 | 30 | 15 | 1 | 70W MH recess plaster d/light
2ft Single Surface Mount Batten | 2ft Single Surface Mount Batten | 6800 | 22.5 | 5 |  |  |  | Batten |  |  |  |  | 0 | 30 | 15 | 1 | 70W MH surf-mount flood , ECG
2ft Single Surface Mount Batten | 2ft Single Surface Mount Batten | 6800 | 22.5 | 5 |  |  |  | Batten |  |  |  |  | 0 | 30 | 15 | 1 | 100W MH suspended hi-bay
2ft Single Surface Mount Batten | 2ft Single Surface Mount Batten | 6800 | 22.5 | 5 |  |  |  | Batten |  |  |  |  | 0 | 30 | 15 | 1 | 150W MH pole-mount streetlight
2ft Single Surface Mount Batten | 2ft Single Surface Mount Batten | 6800 | 22.5 | 5 |  |  |  | Batten |  |  |  |  | 0 | 30 | 15 | 1 | 150W MH surf-mount low bay
2ft Single Surface Mount Batten | 2ft Single Surface Mount Batten | 6800 | 22.5 | 5 |  |  |  | Batten |  |  |  |  | 0 | 30 | 15 | 1 | 150W MH suspended hi-bay
2ft Single Surface Mount Batten | 2ft Single Surface Mount Batten | 6800 | 22.5 | 5 |  |  |  | Batten |  |  |  |  | 0 | 30 | 15 | 1 | 150W MH suspended low bay
4ft Twin Surface Mount Batten WPLumaled | 4ft Twin Surface Mount Batten WP | 6800 | 90 | 10 |  | Lumaled | Lumaled 4ft WP Batten 40W Interlux | Batten WP | 40 | 50000 | ILUX-0-1200-40-S | 88.67 | 118.2267 | 30 | 15 | 1 | 150W MH wall-mount flood
4ft Twin Surface Mount Batten WPLumex | 4ft Twin Surface Mount Batten WP | 6800 | 90 | 10 |  | Lumex | Lumex 4ft WP Batten 40W Linear Q | Batten WP | 48 | 50000 | LL4LQW122N | 95 | 126.6667 | 30 | 15 | 1 | 250W MH surf-mount low bay
4ft Twin Surface Mount Batten WPThorn | 4ft Twin Surface Mount Batten WP | 6800 | 90 | 10 |  | Thorn | Thorn 4ft Batten 41W Poseidon | Batten WP | 41 | 50000 | POS LED 4000 | 80 | 106.6667 | 30 | 15 | 1 | 250W MH suspended hi-bay
4ft Twin Surface Mount Batten WP | 4ft Twin Surface Mount Batten WP | 6800 | 90 | 10 |  |  |  | Batten WP |  |  |  |  | 0 | 30 | 15 | 1 | 250W MH suspended low bay
4ft Twin Surface Mount Batten WP | 4ft Twin Surface Mount Batten WP | 6800 | 90 | 10 |  |  |  | Batten WP |  |  |  |  | 0 | 30 | 15 | 1 | 250W MH wall-mount flood
4ft Twin Surface Mount Batten WP | 4ft Twin Surface Mount Batten WP | 6800 | 90 | 10 |  |  |  | Batten WP |  |  |  |  | 0 | 30 | 15 | 1 | 250W MH wall-mount streetlight
4ft Twin Surface Mount Batten WP | 4ft Twin Surface Mount Batten WP | 6800 | 90 | 10 |  |  |  | Batten WP |  |  |  |  | 0 | 30 | 15 | 1 | 400W MH pole-mount streetlight
2ft Twin Surface Mount Batten WPLumaled | 2ft Twin Surface Mount Batten WP | 6800 | 45 | 10 |  | Lumaled | Lumaled 2ft WP Batten 20W Interlux | Batten WP | 20 | 50000 | ILUX-0-600-20-S | 60.94 | 81.2533 | 30 | 15 | 1 | 400W MH recess plaster hi-bay
2ft Twin Surface Mount Batten WPLumex | 2ft Twin Surface Mount Batten WP | 6800 | 45 | 10 |  | Lumex | Lumex 2ft WP Batten 20W Linear Q | Batten WP | 24 | 50000 | LL4LQW62N | 75.5 | 100.6667 | 30 | 15 | 1 | 400W MH surf-mount hi-bay
2ft Twin Surface Mount Batten WPThorn | 2ft Twin Surface Mount Batten WP | 6800 | 45 | 10 |  | Thorn | Thorn 2ft Batten 19W Poseidon | Batten WP | 19 | 50000 | POS LED 2000 | 70 | 93.3333 | 30 | 15 | 1 | 400W MH suspended hi-bay
2ft Twin Surface Mount Batten WP | 2ft Twin Surface Mount Batten WP | 6800 | 45 | 10 |  |  |  | Batten WP |  |  |  |  | 0 | 30 | 15 | 1 | 400W MH wall-mount flood
2ft Twin Surface Mount Batten WP | 2ft Twin Surface Mount Batten WP | 6800 | 45 | 10 |  |  |  | Batten WP |  |  |  |  | 0 | 30 | 15 | 1 | 400W MH wall-mount streetlight
2ft Twin Surface Mount Batten WP | 2ft Twin Surface Mount Batten WP | 6800 | 45 | 10 |  |  |  | Batten WP |  |  |  |  | 0 | 30 | 15 | 1 | 50W MR16 recess plaster d/light , round magnetic
2ft Twin Surface Mount Batten WP | 2ft Twin Surface Mount Batten WP | 6800 | 45 | 10 |  |  |  | Batten WP |  |  |  |  | 0 | 30 | 15 | 1 | 50W MR16 recess plaster d/light , square magnetic
4ft Single Surface Mount Batten WPLumaled | 4ft Single Surface Mount Batten WP | 6800 | 45 | 5 |  | Lumaled | Lumaled 4ft WP Batten 20W Interlux | Batten WP | 20 | 50000 | ILUX-O-1200-20-S | 82.39 | 109.8533 | 30 | 15 | 1 | 50W MR16 recess plaster gimbal d/light , ECG
4ft Single Surface Mount Batten WPLumex | 4ft Single Surface Mount Batten WP | 6800 | 45 | 5 |  | Lumex | Lumex 4ft WP Batten 24W Linear Q | Batten WP | 24 | 50000 | LL4LQW121N | 83 | 110.6667 | 30 | 15 | 1 | 80W MV wall-mount streetlight
4ft Single Surface Mount Batten WP | 4ft Single Surface Mount Batten WP | 6800 | 45 | 5 |  |  |  | Batten WP |  |  |  |  | 0 | 30 | 15 | 1 | 150W MV wall-mount flood
4ft Single Surface Mount Batten WP | 4ft Single Surface Mount Batten WP | 6800 | 45 | 5 |  |  |  | Batten WP |  |  |  |  | 0 | 30 | 15 | 1 | 250W MV pole-mount flood
4ft Single Surface Mount Batten WP | 4ft Single Surface Mount Batten WP | 6800 | 45 | 5 |  |  |  | Batten WP |  |  |  |  | 0 | 30 | 15 | 1 | 250W MV surf-mount low bay
4ft Single Surface Mount Batten WP | 4ft Single Surface Mount Batten WP | 6800 | 45 | 5 |  |  |  | Batten WP |  |  |  |  | 0 | 30 | 15 | 1 | 250W MV suspended hi-bay
4ft Single Surface Mount Batten WP | 4ft Single Surface Mount Batten WP | 6800 | 45 | 5 |  |  |  | Batten WP |  |  |  |  | 0 | 30 | 15 | 1 | 400W MV suspended hi-bay
4ft Single Surface Mount Batten WP | 4ft Single Surface Mount Batten WP | 6800 | 22.5 | 5 |  |  |  | Batten WP |  |  |  |  | 0 | 30 | 15 | 1 | 400W MV wall-mount flood
2ft Single Surface Mount Batten WPLumaled | 2ft Single Surface Mount Batten WP | 6800 | 22.5 | 5 |  | Lumaled | Lumaled 2ft WP Batten 10W Interlux | Batten WP | 10 | 50000 | ILUX-O-600-10-S | 55.28 | 73.7067 | 30 | 15 | 1 | 400W MV wall-mount streetlight
2ft Single Surface Mount Batten WPLumex | 2ft Single Surface Mount Batten WP | 6800 | 22.5 | 5 |  | Lumex | Lumex 2ft WP Batten 12W Linear Q | Batten WP | 12 | 50000 | LL4LQW61N | 62 | 82.6667 | 30 | 15 | 1 | 400W MV wall-mount streetlight
2ft Single Surface Mount Batten WP | 2ft Single Surface Mount Batten WP | 6800 | 22.5 | 5 |  |  |  | Batten WP |  |  |  |  | 0 | 30 | 15 | 1 | 14W T5 recess plaster troffer diffused 600x300x-
2ft Single Surface Mount Batten WP | 2ft Single Surface Mount Batten WP | 6800 | 22.5 | 5 |  |  |  | Batten WP |  |  |  |  | 0 | 30 | 15 | 1 | 14W T5 recess T-bar troffer diffused 600x300x-
2ft Single Surface Mount Batten WP | 2ft Single Surface Mount Batten WP | 6800 | 22.5 | 5 |  |  |  | Batten WP |  |  |  |  | 0 | 30 | 15 | 1 | 14W T5 surf-mount batten diffused 600x100x-
2ft Single Surface Mount Batten WP | 2ft Single Surface Mount Batten WP | 6800 | 22.5 | 5 |  |  |  | Batten WP |  |  |  |  | 0 | 30 | 15 | 1 | 14W T5 surf-mount troffer diffused 600x300x-
2ft Single Surface Mount Batten WP | 2ft Single Surface Mount Batten WP | 6800 | 22.5 | 5 |  |  |  | Batten WP |  |  |  |  | 0 | 30 | 15 | 1 | 14W T5 suspended troffer diffused 600x300x-
[13 empty] | 0 |  | 15 | 1
TROFFERS | TROFFERS | [11 empty] | 0 |  | 15 | 1
4ft Twin Recessed T-bar TrofferLumaled | 4ft Twin Recessed T-bar Troffer | 6800 | 90 | 10 |  | Lumaled | Lumaled 4ft x 1ft Panel | Panel | 28 | 50000 | LL-GPL-4X1-28 | 80 | 106.6667 | 20 | 15 | 1
4ft Twin Recessed T-bar TrofferLumex | 4ft Twin Recessed T-bar Troffer | 6800 | 90 | 10 |  | Lumex | Novablade 4ft x 1ft 33W Panel | Panel | 33 | 50000 | LL9P123UN | 100 | 133.3333 | 20 | 15 | 1
4ft Twin Recessed T-bar TrofferEmerald Planet | 4ft Twin Recessed T-bar Troffer | 6800 | 90 | 10 |  | Emerald Planet | LED panel 4ft x 1ft 30W | Panel | 30 | 50000 | EP-AGP123-3- | 56.03 | 74.7067 | 20 | 15 | 1
4ft Twin Recessed T-bar Troffer | 4ft Twin Recessed T-bar Troffer | 6800 | 90 | 10 | [8 empty] | 0 | 20 | 15 | 1
4ft Twin Recessed T-bar Troffer | 4ft Twin Recessed T-bar Troffer | 6800 | 90 | 10 | [8 empty] | 0 | 20 | 15 | 1
4ft Twin Recessed T-bar Troffer | 4ft Twin Recessed T-bar Troffer | 6800 | 90 | 10 | [8 empty] | 0 | 20 | 15 | 1
4ft Twin Recessed T-bar Troffer | 4ft Twin Recessed T-bar Troffer | 6800 | 90 | 10 | [8 empty] | 0 | 20 | 15 | 1
2ft Twin Recessed T-bar TrofferLumaled | 2ft Twin Recessed T-bar Troffer | 6800 | 45 | 10 |  | Lumaled | Lumaled 2ft x 1 ft Panel | Panel | 20 | 50000 | ILUX-A-29-40-13 | 95 | 126.6667 | 20 | 15 | 1
2ft Twin Recessed T-bar TrofferLumex | 2ft Twin Recessed T-bar Troffer | 6800 | 45 | 10 |  | Lumex | Novablade 2ft x 1ft 21W Panel | Panel | 21 | 50000 | LL9P63UN | 95 | 126.6667 | 20 | 15 | 1
2ft Twin Recessed T-bar Troffer | 2ft Twin Recessed T-bar Troffer | 6800 | 45 | 10 | [8 empty] | 0 | 20 | 15 | 1
2ft Twin Recessed T-bar Troffer | 2ft Twin Recessed T-bar Troffer | 6800 | 45 | 10 | [8 empty] | 0 | 20 | 15 | 1
2ft Twin Recessed T-bar Troffer | 2ft Twin Recessed T-bar Troffer | 6800 | 45 | 10 | [8 empty] | 0 | 20 | 15 | 1
2ft Twin Recessed T-bar Troffer | 2ft Twin Recessed T-bar Troffer | 6800 | 45 | 10 | [8 empty] | 0 | 20 | 15 | 1
2ft Twin Recessed T-bar Troffer | 2ft Twin Recessed T-bar Troffer | 6800 | 45 | 10 | [8 empty] | 0 | 20 | 15 | 1
4ft Single Recessed T-bar TrofferLumaled | 4ft Single Recessed T-bar Troffer | 6800 | 45 | 5 |  | Lumaled | Lumaled 4ft x 0.5ft Panel | Panel | 28 | 50000 | LL-GPL-4x1-28 | 80 | 106.6667 | 20 | 15 | 1
4ft Single Recessed T-bar TrofferLumex | 4ft Single Recessed T-bar Troffer | 6800 | 45 | 5 |  | Lumex | Novablade 4ft x 0.5ft 26W Panel | Panel | 26 | 50000 | LL9P123EUN | 100 | 133.3333 | 20 | 15 | 1
4ft Single Recessed T-bar Troffer | 4ft Single Recessed T-bar Troffer | 6800 | 45 | 5 | [8 empty] | 0 | 20 | 15 | 1
4ft Single Recessed T-bar Troffer | 4ft Single Recessed T-bar Troffer | 6800 | 45 | 5 | [8 empty] | 0 | 20 | 15 | 1
4ft Single Recessed T-bar Troffer | 4ft Single Recessed T-bar Troffer | 6800 | 45 | 5 | [8 empty] | 0 | 20 | 15 | 1
4ft Single Recessed T-bar Troffer | 4ft Single Recessed T-bar Troffer | 6800 | 45 | 5 | [8 empty] | 0 | 20 | 15 | 1
4ft Single Recessed T-bar Troffer | 4ft Single Recessed T-bar Troffer | 6800 | 45 | 5 | [8 empty] | 0 | 20 | 15 | 1
2ft Single Recessed T-bar TrofferLumaled | 2ft Single Recessed T-bar Troffer | 6800 | 22.5 | 5 |  | Lumaled | Lumaled 2ft x 0.5ft Panel | Panel | 13 | 50000 | ILUX-A-29-40-13 | 95 | 126.6667 | 20 | 15 | 1
2ft Single Recessed T-bar TrofferLumex | 2ft Single Recessed T-bar Troffer | 6800 | 22.5 | 5 |  | Lumex | Novablade 2ft x 0.5ft 21W Panel | Panel | 21 | 50000 | LL9P63UN | 110 | 146.6667 | 20 | 15 | 1
2ft Single Recessed T-bar Troffer | 2ft Single Recessed T-bar Troffer | 6800 | 22.5 | 5 | [8 empty] | 0 | 20 | 15 | 1
2ft Single Recessed T-bar Troffer | 2ft Single Recessed T-bar Troffer | 6800 | 22.5 | 5 | [8 empty] | 0 | 20 | 15 | 1
2ft Single Recessed T-bar Troffer | 2ft Single Recessed T-bar Troffer | 6800 | 22.5 | 5 | [8 empty] | 0 | 20 | 15 | 1
2ft Single Recessed T-bar Troffer | 2ft Single Recessed T-bar Troffer | 6800 | 22.5 | 5 | [8 empty] | 0 | 20 | 15 | 1 | 2x 14W T5 recess plaster troffer diffused 600x300x-
2ft Single Recessed T-bar Troffer | 2ft Single Recessed T-bar Troffer | 6800 | 22.5 | 5 | [8 empty] | 0 | 20 | 15 | 1 | 2x 14W T5 recess T-bar troffer diffused 600x300x-
2ft Single Recessed T-bar Troffer | 2ft Single Recessed T-bar Troffer | 6800 | 22.5 | 5 | [8 empty] | 0 | 20 | 15 | 1 | 2x 14W T5 surf-mount batten diffused 600x100x-
2ft x 2ft Recessed T-bar TrofferLumaled | 2ft x 2ft Recessed T-bar Troffer | 6800 | 90 | 20 |  | Lumaled | Lumaled 2ft x 2ft Panel | Panel | 28 | 50000 | LL-GPL-2X2-28 | 80 | 106.6667 | 20 | 15 | 1 | 2x 14W T5 surf-mount troffer diffused 600x300x-
2ft x 2ft Recessed T-bar TrofferLumex | 2ft x 2ft Recessed T-bar Troffer | 6800 | 90 | 20 |  | Lumex | Novablade 2ft x 2ft 33W Panel | Panel | 33 | 50000 | LL9P66UN | 110 | 146.6667 | 20 | 15 | 1 | 2x 14W T5 suspended troffer diffused 600x300x-
2ft x 2ft Recessed T-bar Troffer | 2ft x 2ft Recessed T-bar Troffer | 6800 | 90 | 20 | [8 empty] | 0 | 20 | 15 | 1 | 3x 14W T5 recess plaster troffer diffused 600x600x-
2ft x 2ft Recessed T-bar Troffer | 2ft x 2ft Recessed T-bar Troffer | 6800 | 90 | 20 | [8 empty] | 0 | 20 | 15 | 1 | 3x 14W T5 recess T-bar troffer diffused 600x600x-
2ft x 2ft Recessed T-bar Troffer | 2ft x 2ft Recessed T-bar Troffer | 6800 | 90 | 20 | [8 empty] | 0 | 20 | 15 | 1 | 3x 14W T5 surf-mount batten diffused 600x300x-
2ft x 2ft Recessed T-bar Troffer | 2ft x 2ft Recessed T-bar Troffer | 6800 | 90 | 20 | [8 empty] | 0 | 20 | 15 | 1 | 3x 14W T5 suspended batten diffused 600x300x-
2ft x 2ft Recessed T-bar Troffer | 2ft x 2ft Recessed T-bar Troffer | 6800 | 90 | 20 | [8 empty] | 0 | 20 | 15 | 1 | 4x 14W T5 recess plaster troffer diffused 600x600x-
4ft x 2ft Recessed T-bar TrofferLumaled | 4ft x 2ft Recessed T-bar Troffer | 6800 | 135 | 20 |  | Lumaled | Lumaled 4ft x 2ft Panel | Panel | 48 | 50000 | LL-GPL-4X2-48 | 129 | 172 | 20 | 15 | 1 | 4x 14W T5 recess T-bar troffer diffused 600x600x-
4ft x 2ft Recessed T-bar TrofferLumex | 4ft x 2ft Recessed T-bar Troffer | 6800 | 135 | 20 |  | Lumex | Novablade 4ft x 2ft 66W Panel | Panel | 66 | 50000 | LL9P126UN | 225 | 300 | 20 | 15 | 1 | 4x 14W T5 surf-mount troffer diffused 600x600x-
4ft x 2ft Recessed T-bar Troffer | 4ft x 2ft Recessed T-bar Troffer | 6800 | 135 | 20 | [8 empty] | 0 | 20 | 15 | 1 | 4x 14W T5 suspended troffer diffused 600x600x-
4ft x 2ft Recessed T-bar Troffer | 4ft x 2ft Recessed T-bar Troffer | 6800 | 135 | 20 | [8 empty] | 0 | 20 | 15 | 1 | 28W T5 recess plaster troffer diffused 1200x300x-
4ft x 2ft Recessed T-bar Troffer | 4ft x 2ft Recessed T-bar Troffer | 6800 | 135 | 20 | [8 empty] | 0 | 20 | 15 | 1 | 28W T5 recess T-bar troffer diffused 1200x300x-
4ft x 2ft Recessed T-bar Troffer | 4ft x 2ft Recessed T-bar Troffer | 6800 | 135 | 20 | [8 empty] | 0 | 20 | 15 | 1 | 28W T5 surf-mount batten diffused 1200x300x-
4ft x 2ft Recessed T-bar Troffer | 4ft x 2ft Recessed T-bar Troffer | 6800 | 135 | 20 | [8 empty] | 0 | 20 | 15 | 1 | 28W T5 surf-mount batten WP 1200x300x-
4ft Twin Recessed Plaster TrofferLumaled | 4ft Twin Recessed Plaster Troffer | 6800 | 90 | 10 |  | Lumaled | Lumaled 4ft x 1ft Panel | Panel | 28 | 50000 | LL-GPL-4X1-28 | 80 | 106.6667 | 30 | 15 | 1 | 28W T5 surf-mount troffer diffused 1200x300x-
4ft Twin Recessed Plaster TrofferLumex | 4ft Twin Recessed Plaster Troffer | 6800 | 90 | 10 |  | Lumex | Novablade 4ft x 1ft 33W Panel with RPK | Panel | 33 | 50000 | LL9P123UN + LL9P123FK | 135 | 180 | 30 | 15 | 1
4ft Twin Recessed Plaster Troffer | 4ft Twin Recessed Plaster Troffer | 6800 | 90 | 10 | [8 empty] | 0 | 30 | 15 | 1
4ft Twin Recessed Plaster Troffer | 4ft Twin Recessed Plaster Troffer | 6800 | 90 | 10 | [8 empty] | 0 | 30 | 15 | 1
4ft Twin Recessed Plaster Troffer | 4ft Twin Recessed Plaster Troffer | 6800 | 90 | 10 | [8 empty] | 0 | 30 | 15 | 1
4ft Twin Recessed Plaster Troffer | 4ft Twin Recessed Plaster Troffer | 6800 | 90 | 10 | [8 empty] | 0 | 30 | 15 | 1
4ft Twin Recessed Plaster Troffer | 4ft Twin Recessed Plaster Troffer | 6800 | 90 | 10 | [8 empty] | 0 | 30 | 15 | 1
2ft Twin Recessed Plaster TrofferLumaled | 2ft Twin Recessed Plaster Troffer | 6800 | 45 | 10 |  | Lumaled | Lumaled 2ft x 1 ft Panel | Panel | 20 | 50000 | ILUX-A-29-40-13 | 95 | 126.6667 | 30 | 15 | 1
2ft Twin Recessed Plaster TrofferLumex | 2ft Twin Recessed Plaster Troffer | 6800 | 45 | 10 |  | Lumex | Novablade 2ft x 1ft 21W Panel with RPK | Panel | 21 | 50000 | LL9P63UN + LL9P63FK | 130 | 173.3333 | 30 | 15 | 1
2ft Twin Recessed Plaster Troffer | 2ft Twin Recessed Plaster Troffer | 6800 | 45 | 10 | [8 empty] | 0 | 30 | 15 | 1
2ft Twin Recessed Plaster Troffer | 2ft Twin Recessed Plaster Troffer | 6800 | 45 | 10 | [8 empty] | 0 | 30 | 15 | 1
2ft Twin Recessed Plaster Troffer | 2ft Twin Recessed Plaster Troffer | 6800 | 45 | 10 | [8 empty] | 0 | 30 | 15 | 1
2ft Twin Recessed Plaster Troffer | 2ft Twin Recessed Plaster Troffer | 6800 | 45 | 10 | [8 empty] | 0 | 30 | 15 | 1
2ft Twin Recessed Plaster Troffer | 2ft Twin Recessed Plaster Troffer | 6800 | 45 | 10 | [8 empty] | 0 | 30 | 15 | 1
4ft Single Recessed Plaster TrofferLumaled | 4ft Single Recessed Plaster Troffer | 6800 | 45 | 5 |  | Lumaled | Lumaled 4ft x 0.5ft Panel | Panel | 28 | 50000 | LL-GPL-4x1-28 | 80 | 106.6667 | 30 | 15 | 1
4ft Single Recessed Plaster TrofferLumex | 4ft Single Recessed Plaster Troffer | 6800 | 45 | 5 |  | Lumex | Novablade 4ft x 0.5ft 26W Panel with RPK | Panel | 26 | 50000 | LL9P63UN + LL9P123FK | 135 | 180 | 30 | 15 | 1
4ft Single Recessed Plaster Troffer | 4ft Single Recessed Plaster Troffer | 6800 | 45 | 5 | [8 empty] | 0 | 30 | 15 | 1
4ft Single Recessed Plaster Troffer | 4ft Single Recessed Plaster Troffer | 6800 | 45 | 5 | [8 empty] | 0 | 30 | 15 | 1
4ft Single Recessed Plaster Troffer | 4ft Single Recessed Plaster Troffer | 6800 | 45 | 5 | [8 empty] | 0 | 30 | 15 | 1
4ft Single Recessed Plaster Troffer | 4ft Single Recessed Plaster Troffer | 6800 | 45 | 5 | [8 empty] | 0 | 30 | 15 | 1
4ft Single Recessed Plaster Troffer | 4ft Single Recessed Plaster Troffer | 6800 | 45 | 5 | [8 empty] | 0 | 30 | 15 | 1
2ft Single Recessed Plaster TrofferLumaled | 2ft Single Recessed Plaster Troffer | 6800 | 22.5 | 5 |  | Lumaled | Lumaled 2ft x 0.5ft Panel | Panel | 13 | 50000 | ILUX-A-29-40-13 | 95 | 126.6667 | 30 | 15 | 1 | 28W T5 suspended troffer diffused 1200x300x-
2ft Single Recessed Plaster TrofferLumex | 2ft Single Recessed Plaster Troffer | 6800 | 22.5 | 5 |  | Lumex | Novablade 2ft x 0.5ft 21W Panel with RPK | Panel | 21 | 50000 | LL9P63UN + LL9P63FK | 135 | 180 | 30 | 15 | 1 | 2x 28W T5 recess plaster troffer diffused 1200x300x-
2ft Single Recessed Plaster Troffer | 2ft Single Recessed Plaster Troffer | 6800 | 22.5 | 5 | [8 empty] | 0 | 30 | 15 | 1 | 2x 28W T5 recess Plaster troffer diffused 1200x300x-
2ft Single Recessed Plaster Troffer | 2ft Single Recessed Plaster Troffer | 6800 | 22.5 | 5 | [8 empty] | 0 | 30 | 15 | 1 | 2x 28W T5 surf-mount batten diffused 1200x300x-
2ft Single Recessed Plaster Troffer | 2ft Single Recessed Plaster Troffer | 6800 | 22.5 | 5 | [8 empty] | 0 | 30 | 15 | 1 | 2x 28W T5 surf-mount batten diffused 1200x150x
2ft Single Recessed Plaster Troffer | 2ft Single Recessed Plaster Troffer | 6800 | 22.5 | 5 | [8 empty] | 0 | 30 | 15 | 1 | 2x 28W T5 surf-mount batten diffused 1200x300x-
2ft Single Recessed Plaster Troffer | 2ft Single Recessed Plaster Troffer | 6800 | 22.5 | 5 | [8 empty] | 0 | 30 | 15 | 1 | 2x 28W T5 surf-mount batten WP 1200x300x-
2ft Single Recessed Plaster Troffer | 2ft Single Recessed Plaster Troffer | 6800 | 22.5 | 5 | [8 empty] | 0 | 30 | 15 | 1 | 2x 28W T5 surf-mount troffer diffused 1200x300x-
2ft x 2ft Recessed Plaster TrofferLumaled | 2ft x 2ft Recessed Plaster Troffer | 6800 | 90 | 20 |  | Lumaled | Lumaled 2ft x 2ft Panel | Panel | 28 | 50000 | LL-GPL-2X2-28 | 80 | 106.6667 | 30 | 15 | 1 | 2x 28W T5 suspended batten diffused 1200x150x
2ft x 2ft Recessed Plaster TrofferLumex | 2ft x 2ft Recessed Plaster Troffer | 6800 | 90 | 20 |  | Lumex | Novablade 2ft x 2ft 33W Panel with RPK | Panel | 33 | 50000 | LL9P66UN | 145 | 193.3333 | 30 | 15 | 1 | 2x 28W T5 suspended troffer diffused 1200x300x-
2ft x 2ft Recessed Plaster Troffer | 2ft x 2ft Recessed Plaster Troffer | 6800 | 90 | 20 | [8 empty] | 0 | 30 | 15 | 1 | 3x 28W T5 recess plaster troffer diffused 1200x400x-
2ft x 2ft Recessed Plaster Troffer | 2ft x 2ft Recessed Plaster Troffer | 6800 | 90 | 20 | [8 empty] | 0 | 30 | 15 | 1 | 4x 28W T5 recess plaster troffer diffused 1200x600x-
2ft x 2ft Recessed Plaster Troffer | 2ft x 2ft Recessed Plaster Troffer | 6800 | 90 | 20 | [8 empty] | 0 | 30 | 15 | 1 | 4x 28W T5 recess T-bar troffer diffused 1200x600x-
2ft x 2ft Recessed Plaster Troffer | 2ft x 2ft Recessed Plaster Troffer | 6800 | 90 | 20 | [8 empty] | 0 | 30 | 15 | 1 | 4x 28W T5 surf-mount troffer diffused 1200x600x-
2ft x 2ft Recessed Plaster Troffer | 2ft x 2ft Recessed Plaster Troffer | 6800 | 90 | 20 | [8 empty] | 0 | 30 | 15 | 1 | 4x 28W T5 suspended troffer diffused 1200x600x-
4ft x 2ft Recessed Plaster TrofferLumaled | 4ft x 2ft Recessed Plaster Troffer | 6800 | 135 | 20 |  | Lumaled | Lumaled 4ft x 2ft Panel | Panel | 48 | 50000 | LL-GPL-4X2-48 | 129 | 172 | 30 | 15 | 1 | 2x 35W T5 surf-mount batten diffused 1500x150x-
4ft x 2ft Recessed Plaster TrofferLumex | 4ft x 2ft Recessed Plaster Troffer | 6800 | 135 | 20 |  | Lumex | Novablade 4ft x 4ft 66W Panel with RPK | Panel | 66 | 50000 | LL9P126UN | 260 | 346.6667 | 30 | 15 | 1 | 54W T5 surf-mount batten diffused 1500x300x-
4ft x 2ft Recessed Plaster Troffer | 4ft x 2ft Recessed Plaster Troffer | 6800 | 135 | 20 | [8 empty] | 0 | 30 | 15 | 1 | 2x 54W T5 recess plaster cleanroom troffer 1500x300x-
4ft x 2ft Recessed Plaster Troffer | 4ft x 2ft Recessed Plaster Troffer | 6800 | 135 | 20 | [8 empty] | 0 | 30 | 15 | 1 | 3x 54W T5 surf-mount batten diffused 1500x300x-
4ft x 2ft Recessed Plaster Troffer | 4ft x 2ft Recessed Plaster Troffer | 6800 | 135 | 20 | [8 empty] | 0 | 30 | 15 | 1 | 18W T8 recess plaster troffer diffused 600x300x-
4ft x 2ft Recessed Plaster Troffer | 4ft x 2ft Recessed Plaster Troffer | 6800 | 135 | 20 | [8 empty] | 0 | 30 | 15 | 1 | 18W T8 recess T-bar troffer diffused 600x300x-
4ft x 2ft Recessed Plaster Troffer | 4ft x 2ft Recessed Plaster Troffer | 6800 | 135 | 20 | [8 empty] | 0 | 30 | 15 | 1 | 18W T8 surf-mount batten 600x100x-
4ft Twin Surface Mount Troffer/ PanelLumaled | 4ft Twin Surface Mount Troffer/ Panel | 6800 | 90 | 10 |  | Lumaled | Lumaled 4ft x 1ft Panel with SMK | SM Panel | 28 | 50000 | LL-GPL-4X1-28 | 105 | 140 | 35 | 15 | 1
4ft Twin Surface Mount Troffer/ PanelLumex | 4ft Twin Surface Mount Troffer/ Panel | 6800 | 90 | 10 |  | Lumex | Novablade 4ft x 1ft 33W Panel with SMK | SM Panel | 33 | 50000 | LL9P123UN + LL9P123SK | 145 | 193.3333 | 35 | 15 | 1
4ft Twin Surface Mount Troffer/ Panel | 4ft Twin Surface Mount Troffer/ Panel | 6800 | 90 | 10 | [8 empty] | 0 | 35 | 15 | 1
4ft Twin Surface Mount Troffer/ Panel | 4ft Twin Surface Mount Troffer/ Panel | 6800 | 90 | 10 | [8 empty] | 0 | 35 | 15 | 1
4ft Twin Surface Mount Troffer/ Panel | 4ft Twin Surface Mount Troffer/ Panel | 6800 | 90 | 10 | [8 empty] | 0 | 35 | 15 | 1
4ft Twin Surface Mount Troffer/ Panel | 4ft Twin Surface Mount Troffer/ Panel | 6800 | 90 | 10 | [8 empty] | 0 | 35 | 15 | 1
4ft Twin Surface Mount Troffer/ Panel | 4ft Twin Surface Mount Troffer/ Panel | 6800 | 90 | 10 | [8 empty] | 0 | 35 | 15 | 1
2ft Twin Surface Mount Troffer/ PanelLumaled | 2ft Twin Surface Mount Troffer/ Panel | 6800 | 45 | 10 |  | Lumaled | Lumaled 2ft x 1 ft Panel with SMK | SM Panel | 20 | 50000 | ILUX-A-29-40-13 | 120 | 160 | 35 | 15 | 1
2ft Twin Surface Mount Troffer/ PanelLumex | 2ft Twin Surface Mount Troffer/ Panel | 6800 | 45 | 10 |  | Lumex | Novablade 2ft x 1ft 21W Panel with SMK | SM Panel | 21 | 50000 | LL9P63UN + LL9P63SK | 140 | 186.6667 | 35 | 15 | 1
2ft Twin Surface Mount Troffer/ Panel | 2ft Twin Surface Mount Troffer/ Panel | 6800 | 45 | 10 | [8 empty] | 0 | 35 | 15 | 1
2ft Twin Surface Mount Troffer/ Panel | 2ft Twin Surface Mount Troffer/ Panel | 6800 | 45 | 10 | [8 empty] | 0 | 35 | 15 | 1
2ft Twin Surface Mount Troffer/ Panel | 2ft Twin Surface Mount Troffer/ Panel | 6800 | 45 | 10 | [8 empty] | 0 | 35 | 15 | 1
2ft Twin Surface Mount Troffer/ Panel | 2ft Twin Surface Mount Troffer/ Panel | 6800 | 45 | 10 | [8 empty] | 0 | 35 | 15 | 1
2ft Twin Surface Mount Troffer/ Panel | 2ft Twin Surface Mount Troffer/ Panel | 6800 | 45 | 10 | [8 empty] | 0 | 35 | 15 | 1
4ft Single Surface Mount Troffer/ PanelLumaled | 4ft Single Surface Mount Troffer/ Panel | 6800 | 45 | 5 |  | Lumaled | Lumaled 4ft x 0.5ft Panel with SMK | SM Panel | 28 | 50000 | LL-GPL-4x1-28 | 105 | 140 | 35 | 15 | 1
4ft Single Surface Mount Troffer/ PanelLumex | 4ft Single Surface Mount Troffer/ Panel | 6800 | 45 | 5 |  | Lumex | Novablade 4ft x 0.5ft 26W Panel with SMK | SM Panel | 26 | 50000 | LL9P123EUN + LL9P123SK | 145 | 193.3333 | 35 | 15 | 1
4ft Single Surface Mount Troffer/ Panel | 4ft Single Surface Mount Troffer/ Panel | 6800 | 45 | 5 | [8 empty] | 0 | 35 | 15 | 1
4ft Single Surface Mount Troffer/ Panel | 4ft Single Surface Mount Troffer/ Panel | 6800 | 45 | 5 | [8 empty] | 0 | 35 | 15 | 1
4ft Single Surface Mount Troffer/ Panel | 4ft Single Surface Mount Troffer/ Panel | 6800 | 45 | 5 | [8 empty] | 0 | 35 | 15 | 1
4ft Single Surface Mount Troffer/ Panel | 4ft Single Surface Mount Troffer/ Panel | 6800 | 45 | 5 | [8 empty] | 0 | 35 | 15 | 1
4ft Single Surface Mount Troffer/ Panel | 4ft Single Surface Mount Troffer/ Panel | 6800 | 45 | 5 | [8 empty] | 0 | 35 | 15 | 1
2ft Single Surface Mount Troffer/ PanelLumaled | 2ft Single Surface Mount Troffer/ Panel | 6800 | 22.5 | 5 |  | Lumaled | Lumaled 2ft x 0.5ft Panel with SMK | SM Panel | 13 | 50000 | ILUX-A-29-40-13 | 120 | 160 | 35 | 15 | 1
2ft Single Surface Mount Troffer/ PanelLumex | 2ft Single Surface Mount Troffer/ Panel | 6800 | 22.5 | 5 |  | Lumex | Novablade 2ft x 0.5ft 21W Panel with SMK | SM Panel | 21 | 50000 | LL9P63UN + LL9P63SK | 145 | 193.3333 | 35 | 15 | 1
2ft Single Surface Mount Troffer/ Panel | 2ft Single Surface Mount Troffer/ Panel | 6800 | 22.5 | 5 | [8 empty] | 0 | 35 | 15 | 1
2ft Single Surface Mount Troffer/ Panel | 2ft Single Surface Mount Troffer/ Panel | 6800 | 22.5 | 5 | [8 empty] | 0 | 35 | 15 | 1
2ft Single Surface Mount Troffer/ Panel | 2ft Single Surface Mount Troffer/ Panel | 6800 | 22.5 | 5 | [8 empty] | 0 | 35 | 15 | 1
2ft Single Surface Mount Troffer/ Panel | 2ft Single Surface Mount Troffer/ Panel | 6800 | 22.5 | 5 | [8 empty] | 0 | 35 | 15 | 1
2ft Single Surface Mount Troffer/ Panel | 2ft Single Surface Mount Troffer/ Panel | 6800 | 22.5 | 5 | [8 empty] | 0 | 35 | 15 | 1
2ft Single Surface Mount Troffer/ Panel | 2ft Single Surface Mount Troffer/ Panel | 6800 | 22.5 | 5 | [8 empty] | 0 | 35 | 15 | 1
2ft x 2ft Surface Mount Troffer/ PanelLumaled | 2ft x 2ft Surface Mount Troffer/ Panel | 6800 | 90 | 20 |  | Lumaled | Lumaled 2ft x 2ft Panel with SMK | SM Panel | 28 | 50000 | LL-GPL-2X2-28 | 105 | 140 | 35 | 15 | 1
2ft x 2ft Surface Mount Troffer/ PanelLumex | 2ft x 2ft Surface Mount Troffer/ Panel | 6800 | 90 | 20 |  | Lumex | Novablade 2ft x 2ft 33W Panel with SMK | SM Panel | 33 | 50000 | LL9P66UN + LL9P66SK | 155 | 206.6667 | 35 | 15 | 1
2ft x 2ft Surface Mount Troffer/ Panel | 2ft x 2ft Surface Mount Troffer/ Panel | 6800 | 90 | 20 | [8 empty] | 0 | 35 | 15 | 1
2ft x 2ft Surface Mount Troffer/ Panel | 2ft x 2ft Surface Mount Troffer/ Panel | 6800 | 90 | 20 | [8 empty] | 0 | 35 | 15 | 1
2ft x 2ft Surface Mount Troffer/ Panel | 2ft x 2ft Surface Mount Troffer/ Panel | 6800 | 90 | 20 | [8 empty] | 0 | 35 | 15 | 1
2ft x 2ft Surface Mount Troffer/ Panel | 2ft x 2ft Surface Mount Troffer/ Panel | 6800 | 90 | 20 | [8 empty] | 0 | 35 | 15 | 1
2ft x 2ft Surface Mount Troffer/ Panel | 2ft x 2ft Surface Mount Troffer/ Panel | 6800 | 90 | 20 | [8 empty] | 0 | 35 | 15 | 1
4ft x 2ft Surface Mount Troffer/ PanelLumaled | 4ft x 2ft Surface Mount Troffer/ Panel | 6800 | 135 | 20 |  | Lumaled | Lumaled 4ft x 2ft Panel with SMK | SM Panel | 48 | 50000 | LL-GPL-4X2-48 | 154 | 205.3333 | 35 | 15 | 1
4ft x 2ft Surface Mount Troffer/ PanelLumex | 4ft x 2ft Surface Mount Troffer/ Panel | 6800 | 135 | 20 |  | Lumex | Novablade 4ft x 2ft 66W Panel with SMK | SM Panel | 66 | 50000 | LL9P126UN + LL9P126SK | 270 | 360 | 35 | 15 | 1
4ft x 2ft Surface Mount Troffer/ Panel | 4ft x 2ft Surface Mount Troffer/ Panel | 6800 | 135 | 20 | [8 empty] | 0 | 35 | 15 | 1
4ft x 2ft Surface Mount Troffer/ Panel | 4ft x 2ft Surface Mount Troffer/ Panel | 6800 | 135 | 20 | [8 empty] | 0 | 35 | 15 | 1
4ft x 2ft Surface Mount Troffer/ Panel | 4ft x 2ft Surface Mount Troffer/ Panel | 6800 | 135 | 20 | [8 empty] | 0 | 35 | 15 | 1
4ft x 2ft Surface Mount Troffer/ Panel | 4ft x 2ft Surface Mount Troffer/ Panel | 6800 | 135 | 20 | [8 empty] | 0 | 35 | 15 | 1
4ft x 2ft Surface Mount Troffer/ Panel | 4ft x 2ft Surface Mount Troffer/ Panel | 6800 | 135 | 20 | [8 empty] | 0 | 35 | 15 | 1
[13 empty] | 0 |  |  |  | 18W T8 surf-mount batten diffused 600x100x-
DOWNLIGHTS | DOWNLIGHTS | [11 empty] | 0 |  |  |  | 2x 18W T8 recess T-bar troffer diffused 600x600x-
50W HalogenLumaled | 50W Halogen | 2000 | 65 | 5 |  | Lumaled | Lumaled 10W downlight Lumalighter | D/Light | 10 | 40000 | LL-SLR2-10-3000 | 21.07 | 28.0933 | 20 | 15 | 1 | 2x 18W T8 surf-mount batten 600x100x-
50W HalogenLumex | 50W Halogen | 2000 | 65 | 5 |  | Lumex | Lumex 8W Downlight | D/Light | 8 | 50000 | LL1N10DUNW | 29.05 | 38.7333 | 20 | 15 | 1 | 2x 18W T8 surf-mount batten diffused 600x100x-
50W Halogen | 50W Halogen | 2000 | 65 | 5 | [8 empty] | 0 | 20 | 15 | 1 | 2x 18W T8 surf-mount batten WP 600x100x-
50W Halogen | 50W Halogen | 2000 | 65 | 5 | [8 empty] | 0 | 20 | 15 | 1 | 2x 18W T8 surf-mount troffer diffused 600x300x-
50W Halogen | 50W Halogen | 2000 | 65 | 5 | [8 empty] | 0 | 20 | 15 | 1 | 2x 18W T8 suspended troffer diffused 600x300x-
50W Halogen | 50W Halogen | 2000 | 65 | 5 | [8 empty] | 0 | 20 | 15 | 1 | 3x 18W T8 recess plaster troffer diffused 600x600x-
50W Halogen | 50W Halogen | 2000 | 65 | 5 | [8 empty] | 0 | 20 | 15 | 1 | 3x 18W T8 recess plaster troffer diffused 600x300x-
Single 13W CFL DownlightLumaled | Single 13W CFL Downlight | 6800 | 18 | 8 |  | Lumaled | Lumaled 18W downlight Lumalighter | D/Light | 18 | 40000 | LL-SLR2-18-5000 | 71.3 | 95.0667 | 20 | 15 | 1 | 3x 18W T8 recess T-bar troffer diffused 600x600x-
Single 13W CFL DownlightLumex | Single 13W CFL Downlight | 6800 | 18 | 8 |  | Lumex | Lumex 12W Maxi Downlight | D/Light | 12 | 50000 | LL1N2M8DCNW1 | 87.5 | 116.6667 | 20 | 15 | 1 | 3x 18W T8 recess T-bar troffer diffused 600x600x-
Single 13W CFL Downlight | Single 13W CFL Downlight | 6800 | 18 | 8 | [8 empty] | 0 | 20 | 15 | 1 | 3x 18W T8 surf-mount troffer diffused 600x600x-
Single 13W CFL Downlight | Single 13W CFL Downlight | 6800 | 18 | 8 | [8 empty] | 0 | 20 | 15 | 1 | 3x 18W T8 suspended troffer diffused 600x600x-
Single 13W CFL Downlight | Single 13W CFL Downlight | 6800 | 18 | 8 | [8 empty] | 0 | 20 | 15 | 1 | 4x 18W T8 recess plaster troffer diffused 600x600x-
Single 13W CFL Downlight | Single 13W CFL Downlight | 6800 | 18 | 8 | [8 empty] | 0 | 20 | 15 | 1 | 4x 18W T8 recess plaster troffer diffused 600x600x-
Single 13W CFL Downlight | Single 13W CFL Downlight | 6800 | 18 | 8 | [8 empty] | 0 | 20 | 15 | 1 | 4x 18W T8 recess T-bar troffer diffused 600x600x-
Single 18W CFL DownlightLumaled | Single 18W CFL Downlight | 6800 | 24 | 10 |  | Lumaled | Lumaled 18W downlight Lumalighter | D/Light | 18 | 40000 | LL-SLR2-18-5000 | 71.3 | 95.0667 | 20 | 15 | 1 | 4x 18W T8 recess T-bar troffer diffused 600x600x-
Single 18W CFL DownlightLumex | Single 18W CFL Downlight | 6800 | 24 | 10 |  | Lumex | Lumex 12W Maxi Downlight | D/Light | 12 | 50000 | LL1N2M8DCNW1 | 87.5 | 116.6667 | 20 | 15 | 1 | 4x 18W T8 surf-mount troffer diffused 600x600x-
Single 18W CFL Downlight | Single 18W CFL Downlight | 6800 | 24 | 10 | [8 empty] | 0 | 20 | 15 | 1 | 4x 18W T8 suspended troffer diffused 600x600x-
Single 18W CFL Downlight | Single 18W CFL Downlight | 6800 | 24 | 10 | [8 empty] | 0 | 20 | 15 | 1 | 36W T8 recess plaster troffer diffused 1200x300x-
Single 18W CFL Downlight | Single 18W CFL Downlight | 6800 | 24 | 10 | [8 empty] | 0 | 20 | 15 | 1 | 36W T8 recess T-bar troffer diffused 1200x300x-
Single 18W CFL Downlight | Single 18W CFL Downlight | 6800 | 24 | 10 | [8 empty] | 0 | 20 | 15 | 1 | 36W T8 surf-mount batten 1200x60x-, pelmet
Single 18W CFL Downlight | Single 18W CFL Downlight | 6800 | 24 | 10 | [8 empty] | 0 | 20 | 15 | 1 | 36W T8 surf-mount batten 1200x100x-
Single 26W CFL DownlightLumaled | Single 26W CFL Downlight | 6800 | 32 | 12 |  | Lumaled | Lumaled 18W downlight Lumalighter | D/Light | 18 | 40000 | LL-SLR2-18-5000 | 71.3 | 95.0667 | 20 | 15 | 1 | 36W T8 surf-mount batten diffused 1200x100x-
Single 26W CFL DownlightLumex | Single 26W CFL Downlight | 6800 | 32 | 12 |  | Lumex | Lumex 12W Maxi Downlight | D/Light | 12 | 50000 | LL1N2M8DCNW1 | 87.5 | 116.6667 | 20 | 15 | 1 | 36W T8 surf-mount batten WP 1200x150x-
Single 26W CFL Downlight | Single 26W CFL Downlight | 6800 | 32 | 12 | [8 empty] | 0 | 20 | 15 | 1 | 36W T8 suspended batten 1200x100x-
Single 26W CFL Downlight | Single 26W CFL Downlight | 6800 | 32 | 12 | [8 empty] | 0 | 20 | 15 | 1 | 36W T8 suspended batten WP 1200x150x-
Single 26W CFL Downlight | Single 26W CFL Downlight | 6800 | 32 | 12 | [8 empty] | 0 | 20 | 15 | 1 | 36W T8 suspended troffer diffused 1200x300x-
Single 26W CFL Downlight | Single 26W CFL Downlight | 6800 | 32 | 12 | [8 empty] | 0 | 20 | 15 | 1 | 2x 36W T8 recess plaster troffer diffused 1200x300x-
Single 26W CFL Downlight | Single 26W CFL Downlight | 6800 | 32 | 12 | [8 empty] | 0 | 20 | 15 | 1 | 2x 36W T8 recess plaster troffer diffused 1200x300x-
Single 32W CFL DownlightLumaled | Single 32W CFL Downlight | 6800 | 38 | 14 |  | Lumaled | Lumaled 25W downlight Lumalighter | D/Light | 25 | 40000 | LL-SLR2-25-5000 | 79.3 | 105.7333 | 20 | 15 | 1 | 2x 36W T8 recess T-bar troffer diffused 1200x300x-
Single 32W CFL DownlightLumex | Single 32W CFL Downlight | 6800 | 38 | 14 |  | Lumex | Lumex 22W Maxi Downlight | D/Light | 22 | 50000 | LL1N2M8DCNW2 | 98.5 | 131.3333 | 20 | 15 | 1 | 2x 36W T8 recess T-bar troffer diffused 1200x300x-
Single 32W CFL Downlight | Single 32W CFL Downlight | 6800 | 38 | 14 | [8 empty] | 0 | 20 | 15 | 1 | 2x 36W T8 surf-mount batten 1200x100x-
Single 32W CFL Downlight | Single 32W CFL Downlight | 6800 | 38 | 14 | [8 empty] | 0 | 20 | 15 | 1 | 2x 36W T8 surf-mount batten diffused 1200x100x-
Single 32W CFL Downlight | Single 32W CFL Downlight | 6800 | 38 | 14 | [8 empty] | 0 | 20 | 15 | 1 | 2x 36W T8 surf-mount batten WP 1200x150x-
Single 32W CFL Downlight | Single 32W CFL Downlight | 6800 | 38 | 14 | [8 empty] | 0 | 20 | 15 | 1 | 2x 36W T8 surf-mount troffer diffused 1200x300x-
Single 32W CFL Downlight | Single 32W CFL Downlight | 6800 | 38 | 14 | [8 empty] | 0 | 20 | 15 | 1 | 2x 36W T8 surf-mount troffer diffused 1200x300x-
Twin 13W CFL DownlightLumaled | Twin 13W CFL Downlight | 6800 | 36 | 16 |  | Lumaled | Lumaled 18W downlight Lumalighter | D/Light | 18 | 40000 | LL-SLR2-18-5000 | 71.3 | 95.0667 | 20 | 15 | 1 | 2x 36W T8 suspended batten 1200x100x-
Twin 13W CFL DownlightLumex | Twin 13W CFL Downlight | 6800 | 36 | 16 |  | Lumex | Lumex 12W Maxi Downlight | D/Light | 12 | 50000 | LL1N2M8DCNW1 | 87.5 | 116.6667 | 20 | 15 | 1 | 2x 36W T8 suspended troffer diffused 1200x300x-
Twin 13W CFL Downlight | Twin 13W CFL Downlight | 6800 | 36 | 16 | [8 empty] | 0 | 20 | 15 | 1 | 3x 36W T8 recess plaster troffer diffused 1200x300x-
Twin 13W CFL Downlight | Twin 13W CFL Downlight | 6800 | 36 | 16 | [8 empty] | 0 | 20 | 15 | 1 | 3x 36W T8 recess plaster troffer diffused 1200x600x-
Twin 13W CFL Downlight | Twin 13W CFL Downlight | 6800 | 36 | 16 | [8 empty] | 0 | 20 | 15 | 1 | 3x 36W T8 recess T-bar troffer diffused 1200x300x-
Twin 13W CFL Downlight | Twin 13W CFL Downlight | 6800 | 36 | 16 | [8 empty] | 0 | 20 | 15 | 1 | 3x 36W T8 recess T-bar troffer diffused 1200x600x-
Twin 13W CFL Downlight | Twin 13W CFL Downlight | 6800 | 36 | 16 | [8 empty] | 0 | 20 | 15 | 1 | 3x 36W T8 surf-mount batten diffused 1200x300x-
Twin 18W CFL DownlightLumaled | Twin 18W CFL Downlight | 6800 | 48 | 20 |  | Lumaled | Lumaled 18W downlight Lumalighter | D/Light | 18 | 40000 | LL-SLR2-18-5000 | 71.3 | 95.0667 | 20 | 15 | 1 | 3x 36W T8 surf-mount troffer diffused 1200x600x-
Twin 18W CFL DownlightLumex | Twin 18W CFL Downlight | 6800 | 48 | 20 |  | Lumex | Lumex 12W Maxi Downlight | D/Light | 12 | 50000 | LL1N2M8DCNW1 | 87.5 | 116.6667 | 20 | 15 | 1 | 3x 36W T8 surf-mount troffer diffused 1200x300x-
Twin 18W CFL Downlight | Twin 18W CFL Downlight | 6800 | 48 | 20 | [8 empty] | 0 | 20 | 15 | 1 | 3x 36W T8 suspended troffer diffused 1200x300x-
Twin 18W CFL Downlight | Twin 18W CFL Downlight | 6800 | 48 | 20 | [8 empty] | 0 | 20 | 15 | 1 | 4x 36W T8 recess T-bar troffer diffused 1200x600x-
Twin 18W CFL Downlight | Twin 18W CFL Downlight | 6800 | 48 | 20 | [8 empty] | 0 | 20 | 15 | 1 | 4x 36W T8 surf-mount troffer diffused 1200x600x-
Twin 18W CFL Downlight | Twin 18W CFL Downlight | 6800 | 48 | 20 | [8 empty] | 0 | 20 | 15 | 1 | 58W T8 surf-mount batten 1500x100x-
Twin 18W CFL Downlight | Twin 18W CFL Downlight | 6800 | 48 | 20 | [8 empty] | 0 | 20 | 15 | 1 | 58W T8 suspended batten 1500x100x-
Twin 26W CFL DownlightLumaled | Twin 26W CFL Downlight | 6800 | 64 | 24 |  | Lumaled | Lumaled 25W downlight Lumalighter | D/Light | 25 | 40000 | LL-SLR2-25-5000 | 79.3 | 105.7333 | 20 | 15 | 1 | 2x 58W T8 recess T-bar troffer diffused 1500x300x-
Twin 26W CFL DownlightLumex | Twin 26W CFL Downlight | 6800 | 64 | 24 |  | Lumex | Lumex 12W Maxi Downlight | D/Light | 12 | 50000 | LL1N2M8DCNW1 | 87.5 | 116.6667 | 20 | 15 | 1 | 2x 58W T8 surf-mount batten 1500x100x-
Twin 26W CFL Downlight | Twin 26W CFL Downlight | 6800 | 64 | 24 | [8 empty] | 0 | 20 | 15 | 1 | 2x 58W T8 suspended batten 1500x300x-
Twin 26W CFL Downlight | Twin 26W CFL Downlight | 6800 | 64 | 24 | [8 empty] | 0 | 20 | 15 | 1 | 3x 58W T8 recess T-bar troffer diffused 1500x300x-
Twin 26W CFL Downlight | Twin 26W CFL Downlight | 6800 | 64 | 24 | [8 empty] | 0 | 20 | 15 | 1 | 3x 58W T8 surf-mount troffer diffused 1500x300x-
Twin 26W CFL Downlight | Twin 26W CFL Downlight | 6800 | 64 | 24 | [8 empty] | 0 | 20 | 15 | 1
Twin 26W CFL Downlight | Twin 26W CFL Downlight | 6800 | 64 | 24 | [8 empty] | 0 | 20 | 15 | 1
Twin 32W CFL DownlightLumaled | Twin 32W CFL Downlight | 6800 | 76 | 28 |  | Lumaled | Lumaled 35W downlight Lumalighter | D/Light | 35 | 40000 | LL-SLR2-35-5000 | 86.4 | 115.2 | 20 | 15 | 1
Twin 32W CFL DownlightLumex | Twin 32W CFL Downlight | 6800 | 76 | 28 |  | Lumex | Lumex 22W Maxi Downlight | D/Light | 22 | 50000 | LL1N2M8DCNW2 | 98.5 | 131.3333 | 20 | 15 | 1
Twin 32W CFL Downlight | Twin 32W CFL Downlight | 6800 | 76 | 28 | [8 empty] | 0 | 20 | 15 | 1
Twin 32W CFL Downlight | Twin 32W CFL Downlight | 6800 | 76 | 28 | [8 empty] | 0 | 20 | 15 | 1
Twin 32W CFL Downlight | Twin 32W CFL Downlight | 6800 | 76 | 28 | [8 empty] | 0 | 20 | 15 | 1
Twin 32W CFL Downlight | Twin 32W CFL Downlight | 6800 | 76 | 28 | [8 empty] | 0 | 20 | 15 | 1
Twin 32W CFL Downlight | Twin 32W CFL Downlight | 6800 | 76 | 28 | [8 empty] | 0 | 20 | 15 | 1
[13 empty] | 0 |  | 15
HI BAYS | HI BAYS | [11 empty] | 0 |  | 15
150W Metal Halide Suspended Hi BayLumaled | 150W Metal Halide Suspended Hi Bay | 12800 | 170 | 40 |  | Lumaled | LL-HLB-10012-70 | Hi Bay | 70 | 50000 | LL-HLB-10012-70 | 295 | 393.3333 | 65 | 15 | 2
150W Metal Halide Suspended Hi BayLumex | 150W Metal Halide Suspended Hi Bay | 12800 | 170 | 40 |  | Lumex | Lumex 80W SkyBay | Hi Bay | 80 | 90000 | LL2LHB2100C | 380 | 506.6667 | 65 | 15 | 2
150W Metal Halide Suspended Hi Bay | 150W Metal Halide Suspended Hi Bay | 12800 | 170 | 40 | [8 empty] | 0 | 65 | 15 | 2
150W Metal Halide Suspended Hi Bay | 150W Metal Halide Suspended Hi Bay | 12800 | 170 | 40 | [8 empty] | 0 | 65 | 15 | 2
150W Metal Halide Suspended Hi Bay | 150W Metal Halide Suspended Hi Bay | 12800 | 170 | 40 | [8 empty] | 0 | 65 | 15 | 2
150W Metal Halide Suspended Hi Bay | 150W Metal Halide Suspended Hi Bay | 12800 | 170 | 40 | [8 empty] | 0 | 65 | 15 | 2
150W Metal Halide Suspended Hi Bay | 150W Metal Halide Suspended Hi Bay | 12800 | 170 | 40 | [8 empty] | 0 | 65 | 15 | 2
250W Metal Halide Suspended Hi BayLumaled | 250W Metal Halide Suspended Hi Bay | 12800 | 280 | 50 |  | Lumaled | LL-BA-100 | Hi Bay | 100 | 50000 | LL-BA-100 | 380 | 506.6667 | 65 | 15 | 2
250W Metal Halide Suspended Hi BayLumex | 250W Metal Halide Suspended Hi Bay | 12800 | 280 | 50 |  | Lumex | Lumex 120W SkyBay | Hi Bay | 120 | 90000 | LL2LHB2120C | 405 | 540 | 65 | 15 | 2
250W Metal Halide Suspended Hi Bay | 250W Metal Halide Suspended Hi Bay | 12800 | 280 | 50 | [8 empty] | 0 | 65 | 15 | 2
250W Metal Halide Suspended Hi Bay | 250W Metal Halide Suspended Hi Bay | 12800 | 280 | 50 | [8 empty] | 0 | 65 | 15 | 2
250W Metal Halide Suspended Hi Bay | 250W Metal Halide Suspended Hi Bay | 12800 | 280 | 50 | [8 empty] | 0 | 65 | 15 | 2
250W Metal Halide Suspended Hi Bay | 250W Metal Halide Suspended Hi Bay | 12800 | 280 | 50 | [8 empty] | 0 | 65 | 15 | 2
250W Metal Halide Suspended Hi Bay | 250W Metal Halide Suspended Hi Bay | 12800 | 280 | 50 | [8 empty] | 0 | 65 | 15 | 2
400W Metal Halide Suspended Hi BayEaton Crouse Hinds | 400W Metal Halide Suspended Hi Bay | 12800 | 440 | 60 |  | Eaton Crouse Hinds | Eaton 145W Hi Bay | Hi Bay | 145 | 120000 | IHB16L 145W LED | 455 | 606.6667 | 65 | 15 | 2
400W Metal Halide Suspended Hi BayLumaled | 400W Metal Halide Suspended Hi Bay | 12800 | 440 | 60 |  | Lumaled | Lumaled 200W Hi Bay Bayluxe | Hi Bay | 200 | 50000 | LS-HB-200W | 588 | 784 | 65 | 15 | 2
400W Metal Halide Suspended Hi BayLumex | 400W Metal Halide Suspended Hi Bay | 12800 | 440 | 60 |  | Lumex | Lumex 180W SkyBay | Hi Bay | 180 | 90000 | LL2LHB2200C | 450 | 600 | 65 | 15 | 2
400W Metal Halide Suspended Hi Bay | 400W Metal Halide Suspended Hi Bay | 12800 | 440 | 60 | [8 empty] | 0 | 65 | 15 | 2
400W Metal Halide Suspended Hi Bay | 400W Metal Halide Suspended Hi Bay | 12800 | 440 | 60 | [8 empty] | 0 | 65 | 15 | 2
400W Metal Halide Suspended Hi Bay | 400W Metal Halide Suspended Hi Bay | 12800 | 440 | 60 | [8 empty] | 0 | 65 | 15 | 2
400W Metal Halide Suspended Hi Bay | 400W Metal Halide Suspended Hi Bay | 12800 | 440 | 60 | [8 empty] | 0 | 65 | 15 | 2
0
FLOOD LIGHTS | FLOOD LIGHTS | [11 empty] | 0
70W flood lightLumaled | 70W flood light | 6800 | 85 | 20 |  | Lumaled | Lumaled 50w Flood | Flood | 50 | 33000 | LL-FL-50 | 145 | 193.3333 | 145 | 30 | 2
70W flood lightLumex | 70W flood light | 6800 | 85 | 20 |  | Lumex | Lumex 54W Novaray | Flood | 54 | 90000 | LL3N2F5C | 145 | 193.3333 | 145 | 30 | 2
70W flood light | 70W flood light | 6800 | 85 | 20 | [8 empty] | 0 | 145 | 30 | 2
70W flood light | 70W flood light | 6800 | 85 | 20 | [8 empty] | 0 | 145 | 30 | 2
70W flood light | 70W flood light | 6800 | 85 | 20 | [8 empty] | 0 | 145 | 30 | 2
70W flood light | 70W flood light | 6800 | 85 | 20 | [8 empty] | 0 | 145 | 30 | 2
70W flood light | 70W flood light | 6800 | 85 | 20 | [8 empty] | 0 | 145 | 30 | 2
150W flood lightLumaled | 150W flood light | 6800 | 170 | 30 |  | Lumaled | Lumaled 100W Flood Light | Flood | 100 | 33000 | LL-FL-100 | 258.73 | 344.9733 | 145 | 30 | 2
150W flood lightLumex | 150W flood light | 6800 | 170 | 30 |  | Lumex | Lumex 104W Novaray | Flood | 104 | 90000 | LL3N2F10C | 185 | 246.6667 | 145 | 30 | 2
150W flood light | 150W flood light | 6800 | 170 | 30 | [8 empty] | 0 | 145 | 30 | 2
150W flood light | 150W flood light | 6800 | 170 | 30 | [8 empty] | 0 | 145 | 30 | 2
150W flood light | 150W flood light | 6800 | 170 | 30 | [8 empty] | 0 | 145 | 30 | 2
150W flood light | 150W flood light | 6800 | 170 | 30 | [8 empty] | 0 | 145 | 30 | 2
150W flood light | 150W flood light | 6800 | 170 | 30 | [8 empty] | 0 | 145 | 30 | 2
250W flood lightEaton Crouse Hinds | 250W flood light | 6800 | 280 | 40 |  | Eaton Crouse Hinds | Eaton 99W Flood | Flood | 99 | 150000 | PFM 11L 99W | 760 | 1013.3333 | 145 | 30 | 2
250W flood lightLumaled | 250W flood light | 6800 | 280 | 40 |  | Lumaled | Lumaled 100W Flood | Flood | 100 | 33000 | LL-L2-100 | 258.73 | 344.9733 | 145 | 30 | 2
250W flood lightLumex | 250W flood light | 6800 | 280 | 40 |  | Lumex | Lumex 104W Novaray Flood | Flood | 104 | 90000 | LL3N2F10C | 185 | 246.6667 | 145 | 30 | 2
250W flood light | 250W flood light | 6800 | 280 | 40 | [8 empty] | 0 | 145 | 30 | 2
250W flood light | 250W flood light | 6800 | 280 | 40 | [8 empty] | 0 | 145 | 30 | 2
250W flood light | 250W flood light | 6800 | 280 | 40 | [8 empty] | 0 | 145 | 30 | 2
250W flood light | 250W flood light | 6800 | 280 | 40 | [8 empty] | 0 | 145 | 30 | 2
400W flood lightEaton Crouse Hinds | 400W flood light | 6800 | 440 | 50 |  | Eaton Crouse Hinds | Eaton 112W Flood | Flood | 112 | 150000 | PFM 13L 112W | 790 | 1053.3333 | 145 | 30 | 2
400W flood lightLumaled | 400W flood light | 6800 | 440 | 50 |  | Lumaled | Lumaled 200W Flood | Flood | 200 | 33000 | LL-L2-200 | 489.22 | 652.2933 | 145 | 30 | 2
400W flood lightLumex | 400W flood light | 6800 | 440 | 50 |  | Lumex | Lumex 210 Novaray Flood | Flood | 210 | 90000 | LL3N2F20C | 275 | 366.6667 | 145 | 30 | 2
400W flood light | 400W flood light | 6800 | 440 | 50 | [8 empty] | 0 | 145 | 30 | 2
400W flood light | 400W flood light | 6800 | 440 | 50 | [8 empty] | 0 | 145 | 30 | 2
400W flood light | 400W flood light | 6800 | 440 | 50 | [8 empty] | 0 | 145 | 30 | 2
400W flood light | 400W flood light | 6800 | 440 | 50 | [8 empty] | 0 | 145 | 30 | 2
1000W flood lightEaton Crouse Hinds | 1000W flood light | 6800 | 1100 | 60 |  | Eaton Crouse Hinds | Eaton 263W Flood | Flood | 263 | 150000 | PFM 25L 263W | 1890 | 2520 | 350 | 60 | 2
1000W flood lightLumaled | 1000W flood light | 6800 | 1100 | 60 |  | Lumaled | Lumaled 500W Flood | Flood | 500 | 33000 | LL-L2-500 | 1880.54 | 2507.3867 | 350 | 60 | 2
1000W flood lightLumex | 1000W flood light | 6800 | 1100 | 60 |  | Lumex | Lumex 450W Flood Hi Mast | Flood | 450 | 90000 | LL3LMF4C | 1745 | 2326.6667 | 350 | 60 | 2
1000W flood light | 1000W flood light | 6800 | 1100 | 60 | [8 empty] | 0 | 350 | 60 | 2
1000W flood light | 1000W flood light | 6800 | 1100 | 60 | [8 empty] | 0 | 350 | 60 | 2
1000W flood light | 1000W flood light | 6800 | 1100 | 60 | [8 empty] | 0 | 350 | 60 | 2
1000W flood light | 1000W flood light | 6800 | 1100 | 60 | [8 empty] | 0 | 350 | 60 | 2
0
OYSTERS | OYSTERS | [11 empty] | 0
36W OysterLumaled | 36W Oyster | 6800 | 45 | 8 |  | Lumaled | Lumaled Oyster 24W | Oyster | 24 | 30000 | LL-417020 | 75 | 100 | 30 | 15 | 1
36W OysterLumex | 36W Oyster | 6800 | 45 | 8 |  | Lumex | Lumex Risen Oyster | Oyster | 25 | 50000 | 5102T | 31.8 | 42.4 | 30 | 15 | 1
36W Oyster | 36W Oyster | 6800 | 45 | 8 | [8 empty] | 0 | 30 | 15 | 1
36W Oyster | 36W Oyster | 6800 | 45 | 8 | [8 empty] | 0 | 30 | 15 | 1
36W Oyster | 36W Oyster | 6800 | 45 | 8 | [8 empty] | 0 | 30 | 15 | 1
36W Oyster | 36W Oyster | 6800 | 45 | 8 | [8 empty] | 0 | 30 | 15 | 1
36W Oyster | 36W Oyster | 6800 | 45 | 8 | [8 empty] | 0 | 30 | 15 | 1
Lamps | Lamps
13W CFL Cherry LED | 13W CFL | 6800 | 18 | 8 |  | Cherry LED | Cherry 8W G24 | G24 Lamp | 8 | 40000 | Cherry 8W G24 | 28 | 37.3333 | 15 | 5 | 1
13W CFL | 13W CFL | 6800 | 18 | 8 | [8 empty] | 0 | 15 | 5 | 1
13W CFL | 13W CFL | 6800 | 18 | 8 | [8 empty] | 0 | 15 | 5 | 1
13W CFL | 13W CFL | 6800 | 18 | 8 | [8 empty] | 0 | 15 | 5 | 1
13W CFL | 13W CFL | 6800 | 18 | 8 | [8 empty] | 0 | 15 | 5 | 1
13W CFL | 13W CFL | 6800 | 18 | 8 | [8 empty] | 0 | 15 | 5 | 1
13W CFL | 13W CFL | 6800 | 18 | 8 | [8 empty] | 0 | 15 | 5 | 1
18W CFL Cherry LED | 18W CFL | 6800 | 24 | 10 |  | Cherry LED | Cherry 8W G24 | G24 Lamp | 8 | 40000 | Cherry 8W G24 | 28 | 37.3333 | 15 | 5 | 1
18W CFL | 18W CFL | 6800 | 24 | 10 | [8 empty] | 0 | 15 | 5 | 1
18W CFL | 18W CFL | 6800 | 24 | 10 | [8 empty] | 0 | 15 | 5 | 1
18W CFL | 18W CFL | 6800 | 24 | 10 | [8 empty] | 0 | 15 | 5 | 1
18W CFL | 18W CFL | 6800 | 24 | 10 | [8 empty] | 0 | 15 | 5 | 1
18W CFL | 18W CFL | 6800 | 24 | 10 | [8 empty] | 0 | 15 | 5 | 1
18W CFL | 18W CFL | 6800 | 24 | 10 | [8 empty] | 0 | 15 | 5 | 1
26W CFLCherry LED | 26W CFL | 6800 | 32 | 12 |  | Cherry LED | Cherry 10W G24 | G24 Lamp | 10 | 40000 | Cherry 10W G24 | 33 | 44 | 15 | 5 | 1
26W CFL | 26W CFL | 6800 | 32 | 12 | [8 empty] | 0 | 15 | 5 | 1
26W CFL | 26W CFL | 6800 | 32 | 12 | [8 empty] | 0 | 15 | 5 | 1
26W CFL | 26W CFL | 6800 | 32 | 12 | [8 empty] | 0 | 15 | 5 | 1
26W CFL | 26W CFL | 6800 | 32 | 12 | [8 empty] | 0 | 15 | 5 | 1
26W CFL | 26W CFL | 6800 | 32 | 12 | [8 empty] | 0 | 15 | 5 | 1
26W CFL | 26W CFL | 6800 | 32 | 12 | [8 empty] | 0 | 15 | 5 | 1
32W CFLCherry LED | 32W CFL | 6800 | 38 | 14 |  | Cherry LED | Cherry 10W G24 | G24 Lamp | 10 | 40000 | Cherry 10W G24 | 33 | 44 | 15 | 5 | 1
32W CFL | 32W CFL | 6800 | 38 | 14 | [8 empty] | 0 | 15 | 5 | 1
32W CFL | 32W CFL | 6800 | 38 | 14 | [8 empty] | 0 | 15 | 5 | 1
32W CFL | 32W CFL | 6800 | 38 | 14 | [8 empty] | 0 | 15 | 5 | 1
32W CFL | 32W CFL | 6800 | 38 | 14 | [8 empty] | 0 | 15 | 5 | 1
32W CFL | 32W CFL | 6800 | 38 | 14 | [8 empty] | 0 | 15 | 5 | 1
32W CFL | 32W CFL | 6800 | 38 | 14 | [8 empty] | 0 | 15 | 5 | 1
Edison or bayonet globe smallCherry LED | Edison or bayonet globe small | 6800 | 18 | 8 |  | Cherry LED | Cherry 7W globe | Globe small | 7 | 50000 | Cherry 7W globe | 7.48 | 9.9733 | 2 | 5 | 1
Edison or bayonet globe small | Edison or bayonet globe small | 6800 | 18 | 8 | [8 empty] | 0 | 2 | 5 | 1
Edison or bayonet globe small | Edison or bayonet globe small | 6800 | 18 | 8 | [8 empty] | 0 | 2 | 5 | 1
Edison or bayonet globe small | Edison or bayonet globe small | 6800 | 18 | 8 | [8 empty] | 0 | 2 | 5 | 1
Edison or bayonet globe small | Edison or bayonet globe small | 6800 | 18 | 8 | [8 empty] | 0 | 2 | 5 | 1
Edison or bayonet globe small | Edison or bayonet globe small | 6800 | 18 | 8 | [8 empty] | 0 | 2 | 5 | 1
Edison or bayonet globe small | Edison or bayonet globe small | 6800 | 18 | 8 | [8 empty] | 0 | 2 | 5 | 1
Edison or bayonet globe largeCherry LED | Edison or bayonet globe large | 6800 | 32 | 12 |  | Cherry LED | Cherry 12W globe | Globe large | 12 | 50000 | Cherry 12W globe | 10.12 | 13.4933 | 2 | 5 | 1
Edison or bayonet globe large | Edison or bayonet globe large | 6800 | 32 | 12 | [8 empty] | 0 | 2 | 5 | 1
Edison or bayonet globe large | Edison or bayonet globe large | 6800 | 32 | 12 | [8 empty] | 0 | 2 | 5 | 1
Edison or bayonet globe large | Edison or bayonet globe large | 6800 | 32 | 12 | [8 empty] | 0 | 2 | 5 | 1
Edison or bayonet globe large | Edison or bayonet globe large | 6800 | 32 | 12 | [8 empty] | 0 | 2 | 5 | 1
Edison or bayonet globe large | Edison or bayonet globe large | 6800 | 32 | 12 | [8 empty] | 0 | 2 | 5 | 1
Edison or bayonet globe large | Edison or bayonet globe large | 6800 | 32 | 12 | [8 empty] | 0 | 2 | 5 | 1
18W TubeLumaled | 18W Tube | 6800 | 22.5 | 5 |  | Lumaled | Lumaled 8W Tube | Tube | 8 | 50000 | LT8-8W-NW-3 | 16.5 | 22 | 15 | 15 | 1
18W Tube | 18W Tube | 6800 | 22.5 | 5 | [8 empty] | 0 | 15 | 15 | 1
18W Tube | 18W Tube | 6800 | 22.5 | 5 | [8 empty] | 0 | 15 | 15 | 1
18W Tube | 18W Tube | 6800 | 22.5 | 5 | [8 empty] | 0 | 15 | 15 | 1
18W Tube | 18W Tube | 6800 | 22.5 | 5 | [8 empty] | 0 | 15 | 15 | 1
18W Tube | 18W Tube | 6800 | 22.5 | 5 | [8 empty] | 0 | 15 | 15 | 1
18W Tube | 18W Tube | 6800 | 22.5 | 5 | [8 empty] | 0 | 15 | 15 | 1
36W TubeLumaled | 36W Tube | 6800 | 45 | 5 |  | Lumaled | Lumaled 16W Tube | Tube | 16 | 50000 | LT8-16W-NW-3 | 16.5 | 22 | 15 | 15 | 1
36W TubeEmerald Planet | 36W Tube | 6800 | 45 | 5 |  | Emerald Planet | TBC | Tube | 16 | 36000 |  | 9.5 | 12.6667 | 15 | 15 | 1
36W Tube | 36W Tube | 6800 | 45 | 5 | [8 empty] | 0 | 15 | 15 | 1
36W Tube | 36W Tube | 6800 | 45 | 5 | [8 empty] | 0 | 15 | 15 | 1
36W Tube | 36W Tube | 6800 | 45 | 5 | [8 empty] | 0 | 15 | 15 | 1
36W Tube | 36W Tube | 6800 | 45 | 5 | [8 empty] | 0 | 15 | 15 | 1
36W Tube | 36W Tube | 6800 | 45 | 5 | [8 empty] | 0 | 15 | 15 | 1
c | c
c | c
c | c
c | c
c | c
c | c
c | c
d | d
d | d
d | d
d | d
d | d
d | d
d | d
e | e
e | e
e | e
e | e
e | e
e | e
e | e
f | f
f | f
f | f
f | f
f | f
f | f
f | f
g | g
g | g
g | g
g | g
g | g
g | g
g | g
No Change | No Change
No Change | No Change
No Change | No Change
No Change | No Change
No Change | No Change
No Change | No Change
No Change | No Change
Motion Sensors | Motion Sensors | Supply Cost | Install Cost
None | None
PIR | PIR | 150 | 113
PIR LT30 (freezers) | PIR LT30 (freezers) | 165 | 130
CLIPSAL VETR | CLIPSAL VETR | 165 | 113
Push button timer | Push button timer | 160 | 113

## Service
Client | Graph Title | Client + Graph Title |  |  | kWh to Co2 |  | Intervals |  |  | Ark |  |  |  |  | Discount Level |  |  | For reference |  |  |  |  | Replacement | [7 empty] | Manufacturer | Lumex | Lumex | Lumex | Lumex | Lumex | Lumex | Lumaled | Lumaled | Lumaled | Lumaled | Lumaled | Lumaled | Lowa | Lowa | Lowa | Lowa | Lowa | Lowa |  | Owner Occ | Land lords
0 | Monthly Electricity Consumption and Expenditure | Monthly Electricity Consumption and Expenditure |  | NSW | 1.06 |  | 1 min | 60 |  | Unit Size | Standard Price | Outdoor | Meter | Install | 0% | 1 |  | Type Reference | Life (hrs) | Total W | Price | ESC Allow | Type Replacement | Life (hrs) Replacement | Total W Replacement | Price Replacement | Install | Building Type | Hours | Comments | Existing Fitting Description | Replacement Fitting Description | Product Code | Replacement fitting type | Wattage | Rated Hours | Cost to EW | Replacement Fitting Description | Product Code | Replacement fitting type | Wattage | Rated Hours | Cost to EW | Replacement Fitting Description | Product Code | Replacement fitting type | Wattage | Rated Hours | Cost to EW | Executive Summary
| Monthly Peak Demand and Spare Capacity with The Ark | Monthly Peak Demand and Spare Capacity with The Ark |  | NT | 0.79 |  | 3 min | 20 |  | Select | 0 | 0 | 1 | 0 | 5% | 0.95 |  | 400W Metal Halide | 12800 | 430.1 | 60 | 430.1 | 100W SkyBay | 100000 | 100 | 500 | 45 | School | 3000 |  | a | [18 empty] | Financial Analysis
| kWh Energy Consumption | kWh Energy Consumption |  | QLD | 0.98 |  | 5 min | 12 |  | 30 | 12000 | 850 | 1 | 2000 | 10% | 0.9 |  | 250W Metal Halide | 12800 | 268.8 | 40 | 268.8 | 80W SkyBay | 100000 | 80 | 400 | 45 | School Hall | 2000 |  | b | [18 empty] | Benefits
| Maximum Demand and Spare Capacity with The Ark | Maximum Demand and Spare Capacity with The Ark |  | SA | 0.79 |  | 15 min | 4 |  | 45 | 12900 | 850 | 1 | 2250 | 15% | 0.85 |  | T8 4 foot single tube | 6800 | 46 | 5 | 46 | 18W LED | 50000 | 18 | 32 | 15 | Long Term Casuals | 7000 | Common areas only | c | [18 empty] | Electricity Analysis
| Cumulative Electricity Cost Savings v Capital Investment | Cumulative Electricity Cost Savings v Capital Investment |  | TAS | 0.29 |  | 30 min | 2 |  | 60 | 15000 | 850 | 1 | 2500 | 20% | 0.8 |  | 50W Halogen | 2000 | 62 | 5 | 62 | Classico 9W | 100000 | 9 | 32 | 10 | Commercial Office | 3000 |  | d | [18 empty] | Electricity Brokering | Y
| Net Project Cashflow (Capital Investment) | Net Project Cashflow (Capital Investment) |  | VIC | 1.35 |  | 60 min | 1 |  | 75 | 18900 | 850 | 1 | 2750 | 25% | 0.75 |  | 35W Halogen | 2000 | 47 | 5 | 47 | Classico 8W | 100000 | 8 | 32 | 10 | Retail | 5000 | [20 empty] | Energy Monitoring with Analytics | Y | Y
| Net Project Cashflow (Capital Investment) | Net Project Cashflow (Capital Investment) |  | WA | 0.92 |  |  |  |  | 100 | 21300 | 1250 | 1 | 3000 |  |  |  | 13W CFL | 6800 | 18 | 9 | 18 | Classico 8W | 100000 | 8 | 32 | 10 | Carpark | 7000 | [20 empty] | Power Factor Correction | Y | Y
| Net Project Cashflow (Operating Investment) | Net Project Cashflow (Operating Investment) | [7 empty] | 115 | 23400 | 1250 | 1 | 4000 |  |  |  | 18W CFL | 6800 | 24 | 11 | 24 | Classico 8W | 100000 | 8 | 32 | 10 | Warehouse | 5000 | [20 empty] | Voltage Optimisation | Y | Y
| Net Project Cashflow (Operating Investment) | Net Project Cashflow (Operating Investment) |  | Voltage | [5 empty] | 150 | 24900 | 1250 | 1 | 5000 |  |  |  | 26W CFL | 6800 | 32 | 13 | 32 | Classico 8W | 100000 | 8 | 32 | 10 | Manufacturing | 5000 | [20 empty] | Variable Speed Drives - Refrigeration | Y | Y
| Maximum Electrical Demand (KVA) | Maximum Electrical Demand (KVA) |  | Select | 0 |  |  |  |  | 178 | 27600 | 1250 | 1 | 6000 |  |  |  | 400W flood lights | 12800 | 430.1 | 45 | 430.1 | 80W LED Flood | 100000 | 80 | 200 | 50 | Healthcare | 6000 | [20 empty] | Variables Speed Drives - HVAC | Y | Y
|  |  |  | 2 | 2 |  |  |  |  | 200 | 30900 | 1800 | 1 | 7000 |  |  |  | 200W flood lights | 12800 | 215.1 | 28 | 215.1 | 50W LED Flood | 100000 | 50 | 90 | 50 | Aged care | 6000 | [20 empty] | Motor Optimisation - Refrigeration | Y | Y
|  |  |  | 3 | 3 |  |  |  |  | 250 | 33300 | 1800 | 1 | 8000 |  |  |  | Incandescent | 1000 | 40 | 1 | 40 | Classico 8W | 100000 | 8 | 32 | 10 | [22 empty] | Motor Optimisation - HVAC | Y | Y
|  |  |  | 4 | 4 |  |  |  |  | 288 | 36300 | 1800 | 1 | 9000 |  |  |  | PL 150mm | 6800 | 44 | 8 | 44 | CLA 150 | 100000 | 9 | 38.5 | 12 | [22 empty] | Air Destratification | Y | Y
|  |  |  | 5 | 5 |  |  |  |  | 300 | 38400 | 2300 | 1 | 10000 |  |  |  | PL 220mm | 6800 | 78 | 8 | 78 | CLA 220 | 100000 | 18 | 48.2 | 12 | [22 empty] | Energy Management System | Y | Y
|  |  |  | 6 | 6 |  |  |  |  | 400 | 42000 | 2300 | 1 | 11000 |  |  |  | 4 tube T8 2ft fixture | 6800 | 112 | 20 | 112 | 600cm LED panel | 100000 | 40 | 184 | 25 | [22 empty] | Refrigeration Thermostat Probes | Y | Y
|  |  |  | 7 | 7 |  |  |  |  | 453 | 47400 | 2300 | 1 | 12000 |  |  |  | T8 4 foot twin fixture | 6800 | 92 | 10 | 92 | Novablade 4ft | 100000 | 40 | [24 empty] | Fridge Timers | Y | Y
|  |  |  | 8 | 8 |  |  |  |  | 500 | 55200 | 2750 | 1 | 13500 |  |  |  | Other 1 |  |  |  |  | Other 1 | [26 empty] | Air Curtains - Refrigeration | Y | Y
|  |  |  | 9 | 9 |  |  |  |  | 570 | 61800 | 2750 | 1 | 15000 |  |  |  | Other 2 |  |  |  |  | Other 2 | [26 empty] | Fridge Door Alarms | Y | Y
|  |  |  | 10 | 10 |  |  |  |  | 719 | 69600 | 2750 | 1 | 16500 |  |  |  | Other 3 |  |  |  |  | Other 3 | [26 empty] | Heat Reflective Roof Paint | Y | Y
[10 empty] | 800 | 74100 | 3000 | 1 | 17000 | [35 empty] | Air Conditioing Occupancy Sensors | Y | Y
[10 empty] | 895 | 88500 | 3000 | 1 | 18500 | [35 empty] | TBC 1 | Y | Y
[10 empty] | 1000 | 96000 | 3000 | 1 | 20000 | [35 empty] | TBC 2 | Y | Y
| Laser Lighting Installation Costs | [8 empty] | 1150 |  |  | 1 | [36 empty] | Air Conditoner Remotes | Y | Y
|  | Price | Increase Allowance | Total Price | [5 empty] | 1300 |  |  | 1 | [36 empty] | Lighting (and Occupancy sensors) | Y | Y
| Hi Bay | 60 | 5 | 65 | [5 empty] | 1440 |  |  | 1 | [36 empty] | Lighting controls without lighting retrofit | Y | Y
| Batten | 30 | 2.5 | 32.5 | [5 empty] | 1600 |  |  | 1 | [36 empty] | Solar PV | Y | Y
| Down light | 20 |  | 20 | [5 empty] | 1750 |  |  | 1 | [36 empty] | Rebates
| T bar panel | 20 |  | 20 | [45 empty] | Energywise
| Plaster panel | 30 | 2.5 | 32.5 | [45 empty] | Commercial
| SM panel | 35 | 5 | 40 | [45 empty] | Guaranteed Savings
| Suspension panel | 35 |  | 35 | [45 empty] | Accept Proposal
| Flood Light lamp replacement with ballast removal | 35 |  | 35
| CFL lamp replacement with ballast removal | 17.5 |  | 17.5
| Spitfire | 40 |  | 40
MOTOR OPTIMISATION
| Synergy Drives | Amps | kW | Wholesale Price | Supply Price | Freight | % time on | % cycle time | % run time | Yearly kWh | Install cost Fridge inside | Install Cost Split System | Install cost Fridge outside | Install cost HVAC |  | PF | 0.8
| Select | [14 empty] | Margin | 0%
| SGY 101 | 17 | 10.0629 | 837.34 | 837.34 | 30 | 50% | 50% | 25% | 22037.7948 | 300 |  |  | 650
| SGY 103 | 22 | 11.213 | 865.36 | 865.36 | 30 | 50% | 50% | 25% | 24556.3999 | 300 |  |  | 650
| SGY 105 | 29 | 14.6631 | 896.9 | 896.9 | 30 | 50% | 50% | 25% | 32112.2153 | 300 |  |  | 650
| SGY 107 | 35 | 18.4008 | 919.08 | 919.08 | 30 | 50% | 50% | 25% | 40297.6819 | 350 |  |  | 700
| SGY 109 | 41 | 21.8509 | 944.78 | 944.78 | 40 | 50% | 50% | 25% | 47853.4973 | 350 |  |  | 700
| SGY 111 | 55 | 27.6012 | 1000.83 | 1000.83 | 40 | 50% | 50% | 25% | 60446.5229 | 350 |  |  | 750
| SGY 113 | 66 | 34.789 | 1069.74 | 1069.74 | 50 | 50% | 50% | 25% | 76187.8049 | 400 |  |  | 750
| SGY 115 | 80 | 41.9768 | 1199.36 | 1199.36 | 50 | 50% | 50% | 25% | 91929.0869 | 400 |  |  | 800
| SGY 117 | 100 | 51.7522 | 1503 | 1503 | 60 | 50% | 50% | 25% | 113337.2304 | 450 |  |  | 800
| SGY 201 | 132 | 66.7028 | 1647.81 | 1647.81 | 60 | 50% | 50% | 25% | 146079.097 | 450 |  |  | 850
| SGY 203 | 160 | 83.9535 | 1728.39 | 1728.39 | 60 | 50% | 50% | 25% | 183858.1738 | 450 |  |  | 850
| SGY 205 | 195 | 102.0668 | 1851.02 | 1851.02 | 70 | 50% | 50% | 25% | 223526.2044 | 500 |  |  | 900
| SGY 301 | 242 | 125.6427 | 2544.71 | 2544.71 | 70 | 50% | 50% | 25% | 275157.6094 | 500 |  |  | 900
| SGY 303 | 302 | 156.4065 | 2764.26 | 2764.26 | 80 | 50% | 50% | 25% | 342530.2963 | 550 |  |  | 950
| SGY 305 | 361 | 190.6205 | 3245.41 | 3245.41 | 80 | 50% | 50% | 25% | 417458.7986 | 550 |  |  | 950
| SGY 307 | 430 | 227.422 | 4072.23 | 4072.23 | 100 | 50% | 50% | 25% | 498054.1625 | 600 |  |  | 1000
| SGY 309 | 500 | 267.3862 | 4833.66 | 4833.66 | 100 | 50% | 50% | 25% | 585575.6904 | 600 |  |  | 1000
| HFE 1 | 10 | 1.4 | 216.05 | 216.05 | 15 | 50% | 50% | 25% | 3066 | 90 | 80
| HFE 2 | 20 | 3.84 | 496.33 | 496.33 | 20 | 50% | 50% | 25% | 8409.6 | 90 | 80
| Cost of 5 Year Warranty | 12%
VSD's
| Select | Amps/ unit | Approx kW | Supply Cost | Install Cost | Freight | IP66 cost
| ODE-3-140022-3F1# | 2.2 | 1 | 274.39 | 1041 | 40 | 138.52
| ODE-3-140041-3F1# | 4.1 | 1.8113 | 314.35 | 1041 | 40 | 141.19
| ODE-3-240041-3F4# | 4.1 | 2.3576 | 351.64 | 1041 | 40 | 157.17
| ODE-3-240058-3F4# | 5.8 | 2.8464 | 288.94 | 1041 | 40 | 249.18
| ODE-3-240095-3F4# | 9.5 | 4.3989 | 439.55 | 1041 | 40 | 146.52
| ODE-3-340140-3F4# | 14 | 6.7565 | 623.36 | 1041 | 50 | 295.7
| ODE-3-340180-3F4# | 18 | 9.2004 | 705.95 | 1041 | 50 | 338.32
| ODE-3-340240-3F42 | 24 | 12.0755 | 868.45 | 1041 | 50
| ODE-3-440300-3F42 | 30 | 15.5256 | 1318.66 | 1340 | 50
| ODE-3-440390-3F42 | 39 | 19.8383 | 1489.15 | 1340 | 50
| ODE-3-440460-3F42 | 46 | 24.4385 | 1704.93 | 1340 | 50
| ODV-3-240022-3F1#-#N | 2.2 | 1 | 468.86 | 1041 | 40 | 266.39
| ODV-3-240041-3F1#-#N | 4.1 | 1.8113 | 506.15 | 1041 | 40 | 287.71
| ODV-3-240058-3F1#-#N | 5.8 | 2.8464 | 522.13 | 1041 | 40 | 333
| ODV-3-240095-3F1#-#N | 9.5 | 4.3989 | 631.36 | 1041 | 40 | 282.38
| ODV-3-340140-3F1#-#N | 14 | 6.7565 | 892.42 | 1041 | 40 | 383.61
| ODV-3-340180-3F1#-#N | 18 | 9.2004 | 1001.65 | 1041 | 40 | 396.92
| ODV-3-340240-3F1#-#N | 24 | 12.0755 | 1092.22 | 1041 | 50 | 468.86
| ODV-3-440300-3F1#-TN | 30 | 15.5256 | 1499.8 | 1340 | 50 | 167.83
| ODV-3-440390-3F1#-TN | 39 | 19.8383 | 1691.61 | 1340 | 50 | 186.48
| ODV-3-440460-3F1#-TN | 46 | 24.4385 | 1846.12 | 1340 | 50 | 205.12
| ODP-2-24075-3KF4#-#N | 2.2 | 1 | 468.86 | 1041 | 40 | 199.79
| ODP-2-24150-3KF4#-#N | 4.1 | 1.8113 | 506.15 | 1041 | 40 | 215.78
| ODP-2-24220-3KF4#-#N | 5.8 | 2.8464 | 522.13 | 1041 | 40 | 255.74
| ODP-2-24400-3KF4#-#N | 9.5 | 4.3989 | 631.36 | 1041 | 40 | 199.79
| ODP-2-34055-3KF4#-#N | 14 | 6.7565 | 892.42 | 1041 | 40 | 269.06
| ODP-2-34075-3KF4#-#N | 18 | 9.2004 | 1001.65 | 1041 | 40 | 371.72
| ODP-2-34110-3KF42-SN | 24 | 12.0755 | 1092.22 | 1041 | 50
| ODP-2-44110-3KF4#-TN | 24 | 13.8006 | 1518.45 | 1340 | 50
| ODP-2-44150-3KF4#-TN | 30 | 15.5256 | 1499.8 | 1340 | 50 | 167.83
| ODP-2-44185-3KF4#-TN | 39 | 19.8383 | 1691.61 | 1340 | 50 | 186.48
| ODP-2-44220-3KF4#-TN | 46 | 24.4385 | 1846.12 | 1340 | 50 | 169.12
COZero Metering
| Number of Meters | 4 | 8 | 12 | Select | Supply Costs | Margin | 30%
| Hardware Cost | 6257.1429 | 10542.8571 | 14828.5714 |  | 4 | 8 | 12
| Installation Cost |  |  |  |  | 4380 | 7380 | 10380
Service Cost /mth
Service Cost / yr
AIRCON OFF
| Select | Supply Cost | Install Cost | Freight |  | Select | Supply Cost | Install Cost | Total Cost
| AC 14 | 239 | 70 | 5 |  | Smart Mount | 5 |  | 5
| AC 12 | 181 | 70 | 5 |  | Extra Door/ Window sensor | 29 | 10 | 39
| DC 12 | 115 | 40 | 5 |  | Auxillary movement sensor | 56 | 10 | 66
Client
Select
Tenant
Owner Occupier
Landlord

## Tables
DATA ENTERED | Rates (c/kwh) (inc TLF) |  |  | Consumption (kwh)
| 2014 | 2015 | 2016 | Present + Target load
Peak | #VALUE! | 0 | 0 | 0
Off Peak
Green
$ Yearly Network charges (target load) | 0 |  | TLF | 1
% Yearly cost increase (network charges) | 0%
|  |  | Load Portion | 1
$ Yearly Other Charges (target load) | 0
% Yearly cost increase (other charges) | 0% | DO NOT TOUCH THIS TABLE
CHANGES TO BE MADE IN 'ENTER DATA' SHEET ONLY
% Green Power | 0%
% Renewable of Green Power | 100%
% Yearly cost increase in Green Power | 5% |  | #REF! | #REF!
|  |  | #REF! | #REF!
% Yearly electricity cost increase (no CPR) | 5% |  | #REF! | #REF!
% Yearly electricity cost increase (CPR) | 5% |  | #REF! | #REF!
|  |  | #REF! | #REF!
Cost of Ark Solution (installed) (ex-gst) | 0
% Savings from Ark | 0%
kwh to tonne CO2-e | NSW
Invesment Allowance/ Depreciation
Total tax saving on installation | #REF!
Net tax adjusted cost of machine inc. installation | #REF!
Per year depreciation | #REF!
ELECTRICITY COSTS
|  | 2014 |  | 2015 |  | 2016 |  | 2017 |  | 2018 |  | 2019 |  | 2020 |  | 2021 |  | 2022 |  | 2023 |  | 2024 |  | 2025 |  | 2026 |  | 2027 |  | 2028 |  | 2029 |  | 2030 |  | 2031 |  | 2032 |  | 2033 |  | 2034 |  | 2035 |  | 2036 |  | 2037 |  | 2038 |  | 2039 |  | 2040 |  | 2041 |  | 2042 |  | 2043 |  | 2044 |  | 2045
| Consumption | Rates | Cost | Rates | Cost | Rates | Cost | Rates | Cost | Rates | Cost | Rates | Cost | Rates | Cost | Rates | Cost | Rates | Cost | Rates | Cost | Rates | Cost | Rates | Cost | Rates | Cost | Rates | Cost | Rates | Cost | Rates | Cost | Rates | Cost | Rates | Cost | Rates | Cost | Rates | Cost | Rates | Cost | Rates | Cost | Rates | Cost | Rates | Cost | Rates | Cost | Rates | Cost | Rates | Cost | Rates | Cost | Rates | Cost | Rates | Cost | Rates | Cost | Rates | Cost
Peak | 0 | #VALUE! | #VALUE! | 0 | 0 | 0 | 0 | 0 | 0 | 0 | 0 | 0 | 0 | 0 | 0 | 0 | 0 | 0 | 0 | 0 | 0 | 0 | 0 | 0 | 0 | 0 | 0 | 0 | 0 | 0 | 0 | 0 | 0 | 0 | 0 | 0 | 0 | 0 | 0 | 0 | 0 | 0 | 0 | 0 | 0 | 0 | 0 | 0 | 0 | 0 | 0 | 0 | 0 | 0 | 0 | 0 | 0 | 0 | 0 | 0 | 0 | 0 | 0 | 0 | 0
Off Peak | 0 | 0 | 0 | 0 | 0 | 0 | 0 | 0 | 0 | 0 | 0 | 0 | 0 | 0 | 0 | 0 | 0 | 0 | 0 | 0 | 0 | 0 | 0 | 0 | 0 | 0 | 0 | 0 | 0 | 0 | 0 | 0 | 0 | 0 | 0 | 0 | 0 | 0 | 0 | 0 | 0 | 0 | 0 | 0 | 0 | 0 | 0 | 0 | 0 | 0 | 0 | 0 | 0 | 0 | 0 | 0 | 0 | 0 | 0 | 0 | 0 | 0 | 0 | 0 | 0
Green | 0 | 0 | 0 | 0 | 0 | 0 | 0 | 0 | 0 | 0 | 0 | 0 | 0 | 0 | 0 | 0 | 0 | 0 | 0 | 0 | 0 | 0 | 0 | 0 | 0 | 0 | 0 | 0 | 0 | 0 | 0 | 0 | 0 | 0 | 0 | 0 | 0 | 0 | 0 | 0 | 0 | 0 | 0 | 0 | 0 | 0 | 0 | 0 | 0 | 0 | 0 | 0 | 0 | 0 | 0 | 0 | 0 | 0 | 0 | 0 | 0 | 0 | 0 | 0 | 0
Energy |  |  | #VALUE! |  | 0 |  | 0 |  | 0 |  | 0 |  | 0 |  | 0 |  | 0 |  | 0 |  | 0 |  | 0 |  | 0 |  | 0 |  | 0 |  | 0 |  | 0 |  | 0 |  | 0 |  | 0 |  | 0 |  | 0 |  | 0 |  | 0 |  | 0 |  | 0 |  | 0 |  | 0 |  | 0 |  | 0 |  | 0 |  | 0 |  | 0
Total kWH | 0
Other |  |  | 0 |  | 0 |  | 0 |  | 0 |  | 0 |  | 0 |  | 0 |  | 0 |  | 0 |  | 0 |  | 0 |  | 0 |  | 0 |  | 0 |  | 0 |  | 0 |  | 0 |  | 0 |  | 0 |  | 0 |  | 0 |  | 0 |  | 0 |  | 0 |  | 0 |  | 0 |  | 0 |  | 0 |  | 0 |  | 0 |  | 0 |  | 0
Network |  |  | 0 |  | 0 |  | 0 |  | 0 |  | 0 |  | 0 |  | 0 |  | 0 |  | 0 |  | 0 |  | 0 |  | 0 |  | 0 |  | 0 |  | 0 |  | 0 |  | 0 |  | 0 |  | 0 |  | 0 |  | 0 |  | 0 |  | 0 |  | 0 |  | 0 |  | 0 |  | 0 |  | 0 |  | 0 |  | 0 |  | 0 |  | 0
Total (ex-gst) |  |  | #VALUE! |  | 0 |  | 0 |  | 0 |  | 0 |  | 0 |  | 0 |  | 0 |  | 0 |  | 0 |  | 0 |  | 0 |  | 0 |  | 0 |  | 0 |  | 0 |  | 0 |  | 0 |  | 0 |  | 0 |  | 0 |  | 0 |  | 0 |  | 0 |  | 0 |  | 0 |  | 0 |  | 0 |  | 0 |  | 0 |  | 0 |  | 0 | #VALUE!
Bundled c/kwh (ex-gst) |  |  | #VALUE! |  | #DIV/0! |  | #DIV/0! |  | #DIV/0! |  | #DIV/0! |  | #DIV/0! |  | #DIV/0! |  | #DIV/0! |  | #DIV/0! |  | #DIV/0! |  | #DIV/0! |  | #DIV/0! |  | #DIV/0! |  | #DIV/0! |  | #DIV/0! |  | #DIV/0! |  | #DIV/0! |  | #DIV/0! |  | #DIV/0! |  | #DIV/0! |  | #DIV/0! |  | #DIV/0! |  | #DIV/0! |  | #DIV/0! |  | #DIV/0! |  | #DIV/0! |  | #DIV/0! |  | #DIV/0! |  | #DIV/0! |  | #DIV/0! |  | #DIV/0! |  | #DIV/0!
DATA FOR GRAPHS
[16 empty] | 5 YEAR LEASE |  |  | 7 YEAR LEASE
[13 empty] | CAPEX |  |  | OPEX |  |  | OPEX
[9 empty] | Electricity Costs with Project |  | Cost of Project |  | Net |  |  | Net |  |  | Net |  |  |  | kWH SAVINGS
Projected Costs | Electricity Costs |  |  | Electricity Savings |  | Elec and Maint Savings |  | Maintenance Savings |  |  |  |  | Cashflow | Cumulative |  | Cashflow | Cumulative |  | Cashflow | Cumulative
Year | Per Year | Cumulative | Year | Yearly | Cumulative | Yearly | Cumulative | Per Year | Year | Cumulative | [12 empty] | kWh as is | kWh with | Cumulative as is | Cumulative with
Year 0 | 0 | 0 | Year 0 | [7 empty] | 16334 |  | -16334 | -16334 |  | 0 | 0 |  | 0 | 0 |  | Year 0 |  |  | 0 | 0
Year 1 | #VALUE! | #VALUE! | Year 1 | #VALUE! | #VALUE! | #VALUE! | #VALUE! | 0 | #VALUE! | #VALUE! | 16334 |  | #VALUE! | #VALUE! |  | #VALUE! | #VALUE! |  | #VALUE! | #VALUE! |  | Year 1 | 0 | 0 | 0 | 0
Year 2 | 0 | #VALUE! | Year 2 | 0 | #VALUE! | 0 | #VALUE! | 0 | 0 | #VALUE! | 16334 |  | 0 | #VALUE! |  | 0 | #VALUE! |  | 0 | #VALUE! |  | Year 2 | 0 | 0 | 0 | 0
Year 3 | 0 | #VALUE! | Year 3 | 0 | #VALUE! | 0 | #VALUE! | 0 | 0 | #VALUE! | 16334 |  | 0 | #VALUE! |  | 0 | #VALUE! |  | 0 | #VALUE! |  | Year 3 | 0 | 0 | 0 | 0
Year 4 | 0 | #VALUE! | Year 4 | 0 | #VALUE! | 0 | #VALUE! | 0 | 0 | #VALUE! | 16334 |  | 0 | #VALUE! |  | 0 | #VALUE! |  | 0 | #VALUE! |  | Year 4 | 0 | 0 | 0 | 0
Year 5 | 0 | #VALUE! | Year 5 | 0 | #VALUE! | 0 | #VALUE! | 0 | 0 | #VALUE! | 16334 |  | 0 | #VALUE! |  | 0 | #VALUE! |  | 0 | #VALUE! |  | Year 5 | 0 | 0 | 0 | 0
Year 6 | 0 | #VALUE! | Year 6 | 0 | #VALUE! | 0 | #VALUE! | 0 | 0 | #VALUE! | 16334 |  | 0 | #VALUE! |  | 0 | #VALUE! |  | 0 | #VALUE! |  | Year 6 | 0 | 0 | 0 | 0
Year 7 | 0 | #VALUE! | Year 7 | 0 | #VALUE! | 0 | #VALUE! | 0 | 0 | #VALUE! | 16334 |  | 0 | #VALUE! |  | 0 | #VALUE! |  | 0 | #VALUE! |  | Year 7 | 0 | 0 | 0 | 0
Year 8 | 0 | #VALUE! | Year 8 | 0 | #VALUE! | 0 | #VALUE! | 0 | 0 | #VALUE! | 16334 |  | 0 | #VALUE! |  | 0 | #VALUE! |  | 0 | #VALUE! |  | Year 8 | 0 | 0 | 0 | 0
Year 9 | 0 | #VALUE! | Year 9 | 0 | #VALUE! | 0 | #VALUE! | 0 | 0 | #VALUE! | 16334 |  | 0 | #VALUE! |  | 0 | #VALUE! |  | 0 | #VALUE! |  | Year 9 | 0 | 0 | 0 | 0
Year 10 | 0 | #VALUE! | Year 10 | 0 | #VALUE! | 0 | #VALUE! | 0 | 0 | #VALUE! | 16334 |  | 0 | #VALUE! |  | 0 | #VALUE! |  | 0 | #VALUE! |  | Year 10 | 0 | 0 | 0 | 0
Year 11 | 0 | #VALUE! | Year 11 | 0 | #VALUE! | 0 | #VALUE! | 0 | 0 | #VALUE! | 16334 |  | 0 | #VALUE! |  | 0 | #VALUE! |  | 0 | #VALUE! |  | Year 11 | 0 | 0 | 0 | 0
Year 12 | 0 | #VALUE! | Year 12 | 0 | #VALUE! | 0 | #VALUE! | 0 | 0 | #VALUE! | 16334 |  | 0 | #VALUE! |  | 0 | #VALUE! |  | 0 | #VALUE! |  | Year 12 | 0 | 0 | 0 | 0
Year 13 | 0 | #VALUE! | Year 13 | 0 | #VALUE! | 0 | #VALUE! | 0 | 0 | #VALUE! | 16334 |  | 0 | #VALUE! |  | 0 | #VALUE! |  | 0 | #VALUE! |  | Year 13 | 0 | 0 | 0 | 0
Year 14 | 0 | #VALUE! | Year 14 | 0 | #VALUE! | 0 | #VALUE! | 0 | 0 | #VALUE! | 16334 |  | 0 | #VALUE! |  | 0 | #VALUE! |  | 0 | #VALUE! |  | Year 14 | 0 | 0 | 0 | 0
Year 15 | 0 | #VALUE! | Year 15 | 0 | #VALUE! | 0 | #VALUE! | 0 | 0 | #VALUE! | 16334 |  | 0 | #VALUE! |  | 0 | #VALUE! |  | 0 | #VALUE! |  | Year 15 | 0 | 0 | 0 | 0
Year 16 | 0 | #VALUE! | Year 16 | 0 | #VALUE! | 0 | #VALUE! | 0 | 0 | #VALUE! | 16334 |  | 0 | #VALUE! |  | 0 | #VALUE! |  | 0 | #VALUE! |  | Year 16 | 0 | 0 | 0 | 0
Year 17 | 0 | #VALUE! | Year 17 | 0 | #VALUE! | 0 | #VALUE! | 0 | 0 | #VALUE! | 16334 |  | 0 | #VALUE! |  | 0 | #VALUE! |  | 0 | #VALUE! |  | Year 17 | 0 | 0 | 0 | 0
Year 18 | 0 | #VALUE! | Year 18 | 0 | #VALUE! | 0 | #VALUE! | 0 | 0 | #VALUE! | 16334 |  | 0 | #VALUE! |  | 0 | #VALUE! |  | 0 | #VALUE! |  | Year 18 | 0 | 0 | 0 | 0
Year 19 | 0 | #VALUE! | Year 19 | 0 | #VALUE! | 0 | #VALUE! | 0 | 0 | #VALUE! | 16334 |  | 0 | #VALUE! |  | 0 | #VALUE! |  | 0 | #VALUE! |  | Year 19 | 0 | 0 | 0 | 0
Year 20 | 0 | #VALUE! | Year 20 | 0 | #VALUE! | 0 | #VALUE! | 0 | 0 | #VALUE! | 16334 |  | 0 | #VALUE! |  | 0 | #VALUE! |  | 0 | #VALUE! |  | Year 20 | 0 | 0 | 0 | 0
Year 21 | 0 | #VALUE! | Year 21 | 0 | #VALUE! | 0 | #VALUE! | 0 | 0 | #VALUE! | 16334 |  | 0 | #VALUE! |  | 0 | #VALUE! |  | 0 | #VALUE! |  | Year 21 | 0 | 0 | 0 | 0
Year 22 | 0 | #VALUE! | Year 22 | 0 | #VALUE! | 0 | #VALUE! | 0 | 0 | #VALUE! | 16334 |  | 0 | #VALUE! |  | 0 | #VALUE! |  | 0 | #VALUE! |  | Year 22 | 0 | 0 | 0 | 0
Year 23 | 0 | #VALUE! | Year 23 | 0 | #VALUE! | 0 | #VALUE! | 0 | 0 | #VALUE! | 16334 |  | 0 | #VALUE! |  | 0 | #VALUE! |  | 0 | #VALUE! |  | Year 23 | 0 | 0 | 0 | 0
Year 24 | 0 | #VALUE! | Year 24 | 0 | #VALUE! | 0 | #VALUE! | 0 | 0 | #VALUE! | 16334 |  | 0 | #VALUE! |  | 0 | #VALUE! |  | 0 | #VALUE! |  | Year 24 | 0 | 0 | 0 | 0
Year 25 | 0 | #VALUE! | Year 25 | 0 | #VALUE! | 0 | #VALUE! | 0 | 0 | #VALUE! | 16334 |  | 0 | #VALUE! |  | 0 | #VALUE! |  | 0 | #VALUE! |  | Year 25 | 0 | 0 | 0 | 0
Year 26 | 0 | #VALUE! | Year 26 | 0 | #VALUE! | 0 | #VALUE! | 0 | 0 | #VALUE! | 16334 |  | 0 | #VALUE! |  | 0 | #VALUE! |  | 0 | #VALUE! |  | Year 26 | 0 | 0 | 0 | 0
Year 27 | 0 | #VALUE! | Year 27 | 0 | #VALUE! | 0 | #VALUE! | 0 | 0 | #VALUE! | 16334 |  | 0 | #VALUE! |  | 0 | #VALUE! |  | 0 | #VALUE! |  | Year 27 | 0 | 0 | 0 | 0
Year 28 | 0 | #VALUE! | Year 28 | 0 | #VALUE! | 0 | #VALUE! | 0 | 0 | #VALUE! | 16334 |  | 0 | #VALUE! |  | 0 | #VALUE! |  | 0 | #VALUE! |  | Year 28 | 0 | 0 | 0 | 0
Year 29 | 0 | #VALUE! | Year 29 | 0 | #VALUE! | 0 | #VALUE! | 0 | 0 | #VALUE! | 16334 |  | 0 | #VALUE! |  | 0 | #VALUE! |  | 0 | #VALUE! |  | Year 29 | 0 | 0 | 0 | 0
Year 30 | 0 | #VALUE! | Year 30 | 0 | #VALUE! | 0 | #VALUE! | 0 | 0 | #VALUE! | 16334 |  | 0 | #VALUE! |  | 0 | #VALUE! |  | 0 | #VALUE! |  | Year 30 | 0 | 0 | 0 | 0
| 0 |  |  | 0 | #VALUE! | 0 | #VALUE! | 0 | 0 | #VALUE! | [5 empty] | 0 | #VALUE! |  | 0 | #VALUE!
| #VALUE! |  |  | #VALUE!
Cost of Ark v Projected Cumulative Savings (CPR and No CPR) | [5 empty] | Payback Calculation |  |  |  |  | Tax Adjusted
Year | Cumulative $ saving | Cumulative $ saving (CPR) | Cost of ARK | Cumulative Net Cost of The Ark |  | Months | Monthly | Cumulative | Cost |  | Months | Monthly | Depreciation/mthly | Cumulative | Cost
2014 | #VALUE! | #REF! | 0 | #REF! |  | 1 | #VALUE! | #VALUE! | 0 |  | 1 | #REF! | #REF! | #REF! | #REF!
2015 | #VALUE! | #REF! | 0 | #REF! |  | 2 | #VALUE! | #VALUE! | 0 |  | 2 | #REF! | #REF! | #REF! | #REF!
2016 | #VALUE! | #REF! | 0 | #REF! |  | 3 | #VALUE! | #VALUE! | 0 |  | 3 | #REF! | #REF! | #REF! | #REF!
2017 | #VALUE! | #REF! | 0 | #REF! |  | 4 | #VALUE! | #VALUE! | 0 |  | 4 | #REF! | #REF! | #REF! | #REF!
2018 | #VALUE! | #REF! | 0 | #REF! |  | 5 | #VALUE! | #VALUE! | 0 |  | 5 | #REF! | #REF! | #REF! | #REF!
2019 | #VALUE! | #REF! | 0 | #REF! |  | 6 | #VALUE! | #VALUE! | 0 |  | 6 | #REF! | #REF! | #REF! | #REF!
2020 | #VALUE! | #REF! | 0 | #REF! |  | 7 | #VALUE! | #VALUE! | 0 |  | 7 | #REF! | #REF! | #REF! | #REF!
2021 | #VALUE! | #REF! | 0 | #REF! |  | 8 | #VALUE! | #VALUE! | 0 |  | 8 | #REF! | #REF! | #REF! | #REF!
2022 | #VALUE! | #REF! | 0 | #REF! |  | 9 | #VALUE! | #VALUE! | 0 |  | 9 | #REF! | #REF! | #REF! | #REF!
2023 | #VALUE! | #REF! | 0 | #REF! |  | 10 | #VALUE! | #VALUE! | 0 |  | 10 | #REF! | #REF! | #REF! | #REF!
2024 | #VALUE! | #REF! | 0 | #REF! |  | 11 | #VALUE! | #VALUE! | 0 |  | 11 | #REF! | #REF! | #REF! | #REF!
2025 | #VALUE! | #REF! | 0 | #REF! |  | 12 | #VALUE! | #VALUE! | 0 |  | 12 | #REF! | #REF! | #REF! | #REF!
2026 | #VALUE! | #REF! | 0 | #REF! |  | 13 | 0 | #VALUE! | 0 |  | 13 | #REF! | #REF! | #REF! | #REF!
2027 | #VALUE! | #REF! | 0 | #REF! |  | 14 | 0 | #VALUE! | 0 |  | 14 | #REF! | #REF! | #REF! | #REF!
2028 | #VALUE! | #REF! | 0 | #REF! |  | 15 | 0 | #VALUE! | 0 |  | 15 | #REF! | #REF! | #REF! | #REF!
2029 | #VALUE! | #REF! | 0 | #REF! |  | 16 | 0 | #VALUE! | 0 |  | 16 | #REF! | #REF! | #REF! | #REF!
2030 | #VALUE! | #REF! | 0 | #REF! |  | 17 | 0 | #VALUE! | 0 |  | 17 | #REF! | #REF! | #REF! | #REF!
2031 | #VALUE! | #REF! | 0 | #REF! |  | 18 | 0 | #VALUE! | 0 |  | 18 | #REF! | #REF! | #REF! | #REF!
2032 | #VALUE! | #REF! | 0 | #REF! |  | 19 | 0 | #VALUE! | 0 |  | 19 | #REF! | #REF! | #REF! | #REF!
2033 | #VALUE! | #REF! | 0 | #REF! |  | 20 | 0 | #VALUE! | 0 |  | 20 | #REF! | #REF! | #REF! | #REF!
2034 | #VALUE! | #REF! | 0 | #REF! |  | 21 | 0 | #VALUE! | 0 |  | 21 | #REF! | #REF! | #REF! | #REF!
2035 | #VALUE! | #REF! | 0 | #REF! |  | 22 | 0 | #VALUE! | 0 |  | 22 | #REF! | #REF! | #REF! | #REF!
2036 | #VALUE! | #REF! | 0 | #REF! |  | 23 | 0 | #VALUE! | 0 |  | 23 | #REF! | #REF! | #REF! | #REF!
2037 | #VALUE! | #REF! | 0 | #REF! |  | 24 | 0 | #VALUE! | 0 |  | 24 | #REF! | #REF! | #REF! | #REF!
2038 | #VALUE! | #REF! | 0 | #REF! |  | 25 | 0 | #VALUE! | 0 |  | 25 | #REF! | #REF! | #REF! | #REF!
2039 | #VALUE! | #REF! | 0 | #REF! |  | 26 | 0 | #VALUE! | 0 |  | 26 | #REF! | #REF! | #REF! | #REF!
[6 empty] | 27 | 0 | #VALUE! | 0 |  | 27 | #REF! | #REF! | #REF! | #REF!
[6 empty] | 28 | 0 | #VALUE! | 0 |  | 28 | #REF! | #REF! | #REF! | #REF!
[6 empty] | 29 | 0 | #VALUE! | 0 |  | 29 | #REF! | #REF! | #REF! | #REF!
[6 empty] | 30 | 0 | #VALUE! | 0 |  | 30 | #REF! | #REF! | #REF! | #REF!
Projected Cumulative CO2 Emissions | [5 empty] | 31 | 0 | #VALUE! | 0 |  | 31 | #REF! | #REF! | #REF! | #REF!
Year | CO2 Emissions (with ARK) | CO2 Emissions (without PROJECT) |  |  |  | 32 | 0 | #VALUE! | 0 |  | 32 | #REF! | #REF! | #REF! | #REF!
2014 | #VALUE! | #VALUE! |  |  |  | 33 | 0 | #VALUE! | 0 |  | 33 | #REF! | #REF! | #REF! | #REF!
2015 | #VALUE! | #VALUE! |  |  |  | 34 | 0 | #VALUE! | 0 |  | 34 | #REF! | #REF! | #REF! | #REF!
2016 | #VALUE! | #VALUE! |  |  |  | 35 | 0 | #VALUE! | 0 |  | 35 | #REF! | #REF! | #REF! | #REF!
2017 | #VALUE! | #VALUE! |  |  |  | 36 | 0 | #VALUE! | 0 |  | 36 | #REF! | #REF! | #REF! | #REF!
2018 | #VALUE! | #VALUE! |  |  |  | 37 | 0 | #VALUE! | 0 |  | 37 | #REF! | #REF! | #REF! | #REF!
2019 | #VALUE! | #VALUE! |  |  |  | 38 | 0 | #VALUE! | 0 |  | 38 | #REF! | #REF! | #REF! | #REF!
2020 | #VALUE! | #VALUE! |  |  |  | 39 | 0 | #VALUE! | 0 |  | 39 | #REF! | #REF! | #REF! | #REF!
2021 | #VALUE! | #VALUE! |  |  |  | 40 | 0 | #VALUE! | 0 |  | 40 | #REF! | #REF! | #REF! | #REF!
2022 | #VALUE! | #VALUE! |  |  |  | 41 | 0 | #VALUE! | 0 |  | 41 | #REF! | #REF! | #REF! | #REF!
2023 | #VALUE! | #VALUE! |  |  |  | 42 | 0 | #VALUE! | 0 |  | 42 | #REF! | #REF! | #REF! | #REF!
2024 | #VALUE! | #VALUE! |  |  |  | 43 | 0 | #VALUE! | 0 |  | 43 | #REF! | #REF! | #REF! | #REF!
2025 | #VALUE! | #VALUE! |  |  |  | 44 | 0 | #VALUE! | 0 |  | 44 | #REF! | #REF! | #REF! | #REF!
2026 | #VALUE! | #VALUE! |  |  |  | 45 | 0 | #VALUE! | 0 |  | 45 | #REF! | #REF! | #REF! | #REF!
2027 | #VALUE! | #VALUE! |  |  |  | 46 | 0 | #VALUE! | 0 |  | 46 | #REF! | #REF! | #REF! | #REF!
2028 | #VALUE! | #VALUE! |  |  |  | 47 | 0 | #VALUE! | 0 |  | 47 | #REF! | #REF! | #REF! | #REF!
2029 | #VALUE! | #VALUE! |  |  |  | 48 | 0 | #VALUE! | 0 |  | 48 | #REF! | #REF! | #REF! | #REF!
2030 | #VALUE! | #VALUE! |  |  |  | 49 | 0 | #VALUE! | 0 |  | 49 | #REF! | #REF! | #REF! | #REF!
2031 | #VALUE! | #VALUE! |  |  |  | 50 | 0 | #VALUE! | 0 |  | 50 | #REF! | #REF! | #REF! | #REF!
2032 | #VALUE! | #VALUE! |  |  |  | 51 | 0 | #VALUE! | 0 |  | 51 | #REF! | #REF! | #REF! | #REF!
2033 | #VALUE! | #VALUE! |  |  |  | 52 | 0 | #VALUE! | 0 |  | 52 | #REF! | #REF! | #REF! | #REF!
2034 | #VALUE! | #VALUE! |  |  |  | 53 | 0 | #VALUE! | 0 |  | 53 | #REF! | #REF! | #REF! | #REF!
2035 | #VALUE! | #VALUE! |  |  |  | 54 | 0 | #VALUE! | 0 |  | 54 | #REF! | #REF! | #REF! | #REF!
2036 | #VALUE! | #VALUE! |  |  |  | 55 | 0 | #VALUE! | 0 |  | 55 | #REF! | #REF! | #REF! | #REF!
2037 | #VALUE! | #VALUE! |  |  |  | 56 | 0 | #VALUE! | 0 |  | 56 | #REF! | #REF! | #REF! | #REF!
2038 | #VALUE! | #VALUE! |  |  |  | 57 | 0 | #VALUE! | 0 |  | 57 | #REF! | #REF! | #REF! | #REF!
2039 | #VALUE! | #VALUE! |  |  |  | 58 | 0 | #VALUE! | 0 |  | 58 | #REF! | #REF! | #REF! | #REF!
[6 empty] | 59 | 0 | #VALUE! | 0 |  | 59 | #REF! | #REF! | #REF! | #REF!
[6 empty] | 60 | 0 | #VALUE! | 0 |  | 60 | #REF! | #REF! | #REF! | #REF!
[6 empty] | 61 | 0 | #VALUE! | 0 |  | 61 | #REF! | #REF! | #REF! | #REF!
Cumulative CO2 Emissions Reductions with The PROJECT | [5 empty] | 62 | 0 | #VALUE! | 0 |  | 62 | #REF! | #REF! | #REF! | #REF!
Year | Reduction in CO2 Emissions |  |  |  |  | 63 | 0 | #VALUE! | 0 |  | 63 | #REF! | #REF! | #REF! | #REF!
2014 | #VALUE! |  |  |  |  | 64 | 0 | #VALUE! | 0 |  | 64 | #REF! | #REF! | #REF! | #REF!
2015 | #VALUE! |  |  |  |  | 65 | 0 | #VALUE! | 0 |  | 65 | #REF! | #REF! | #REF! | #REF!
2016 | #VALUE! |  |  |  |  | 66 | 0 | #VALUE! | 0 |  | 66 | #REF! | #REF! | #REF! | #REF!
2017 | #VALUE! |  |  |  |  | 67 | 0 | #VALUE! | 0 |  | 67 | #REF! | #REF! | #REF! | #REF!
2018 | #VALUE! |  |  |  |  | 68 | 0 | #VALUE! | 0 |  | 68 | #REF! | #REF! | #REF! | #REF!
2019 | #VALUE! |  |  |  |  | 69 | 0 | #VALUE! | 0 |  | 69 | #REF! | #REF! | #REF! | #REF!
2020 | #VALUE! |  |  |  |  | 70 | 0 | #VALUE! | 0 |  | 70 | #REF! | #REF! | #REF! | #REF!
2021 | #VALUE! |  |  |  |  | 71 | 0 | #VALUE! | 0 |  | 71 | #REF! | #REF! | #REF! | #REF!
2022 | #VALUE! |  |  |  |  | 72 | 0 | #VALUE! | 0 |  | 72 | #REF! | #REF! | #REF! | #REF!
2023 | #VALUE! |  |  |  |  | 73 | 0 | #VALUE! | 0 |  | 73 | #REF! | #REF! | #REF! | #REF!
2024 | #VALUE! |  |  |  |  | 74 | 0 | #VALUE! | 0 |  | 74 | #REF! | #REF! | #REF! | #REF!
2025 | #VALUE! |  |  |  |  | 75 | 0 | #VALUE! | 0 |  | 75 | #REF! | #REF! | #REF! | #REF!
2026 | #VALUE! |  |  |  |  | 76 | 0 | #VALUE! | 0 |  | 76 | #REF! | #REF! | #REF! | #REF!
2027 | #VALUE! |  |  |  |  | 77 | 0 | #VALUE! | 0 |  | 77 | #REF! | #REF! | #REF! | #REF!
2028 | #VALUE! |  |  |  |  | 78 | 0 | #VALUE! | 0 |  | 78 | #REF! | #REF! | #REF! | #REF!
2029 | #VALUE! |  |  |  |  | 79 | 0 | #VALUE! | 0 |  | 79 | #REF! | #REF! | #REF! | #REF!
2030 | #VALUE! |  |  |  |  | 80 | 0 | #VALUE! | 0 |  | 80 | #REF! | #REF! | #REF! | #REF!
2031 | #VALUE! |  |  |  |  | 81 | 0 | #VALUE! | 0 |  | 81 | #REF! | #REF! | #REF! | #REF!
2032 | #VALUE! |  |  |  |  | 82 | 0 | #VALUE! | 0 |  | 82 | #REF! | #REF! | #REF! | #REF!
2033 | #VALUE! |  |  |  |  | 83 | 0 | #VALUE! | 0 |  | 83 | #REF! | #REF! | #REF! | #REF!
2034 | #VALUE! |  |  |  |  | 84 | 0 | #VALUE! | 0 |  | 84 | #REF! | #REF! | #REF! | #REF!
2035 | #VALUE! |  |  |  |  | 85 | 0 | #VALUE! | 0 |  | 85 | #REF! | #REF! | #REF! | #REF!
2036 | #VALUE! |  |  |  |  | 86 | 0 | #VALUE! | 0 |  | 86 | #REF! | #REF! | #REF! | #REF!
2037 | #VALUE! |  |  |  |  | 87 | 0 | #VALUE! | 0 |  | 87 | #REF! | #REF! | #REF! | #REF!
2038 | #VALUE! |  |  |  |  | 88 | 0 | #VALUE! | 0 |  | 88 | #REF! | #REF! | #REF! | #REF!
2039 | #VALUE! |  |  |  |  | 89 | 0 | #VALUE! | 0 |  | 89 | #REF! | #REF! | #REF! | #REF!
[6 empty] | 90 | 0 | #VALUE! | 0 |  | 90 | #REF! | #REF! | #REF! | #REF!
[6 empty] | 91 | 0 | #VALUE! | 0 |  | 91 | #REF! | #REF! | #REF! | #REF!
[6 empty] | 92 | 0 | #VALUE! | 0 |  | 92 | #REF! | #REF! | #REF! | #REF!
[6 empty] | 93 | 0 | #VALUE! | 0 |  | 93 | #REF! | #REF! | #REF! | #REF!
[6 empty] | 94 | 0 | #VALUE! | 0 |  | 94 | #REF! | #REF! | #REF! | #REF!
| GreenPower Costs |  |  |  |  | 95 | 0 | #VALUE! | 0 |  | 95 | #REF! | #REF! | #REF! | #REF!
| Cost of Green (Cent/kWh) | Annual Cost of GreenPower | Cumulative Cost of Green Power Purchase |  |  | 96 | 0 | #VALUE! | 0 |  | 96 | #REF! | #REF! | #REF! | #REF!
2014 | 0 | #REF! | #REF! |  |  | 97 | 0 | #VALUE! | 0 |  | 97 | #REF! | #REF! | #REF! | #REF!
2015 | 0 | #REF! | #REF! |  |  | 98 | 0 | #VALUE! | 0 |  | 98 | #REF! | #REF! | #REF! | #REF!
2016 | 0 | #REF! | #REF! |  |  | 99 | 0 | #VALUE! | 0 |  | 99 | #REF! | #REF! | #REF! | #REF!
2017 | 0 | #REF! | #REF! |  |  | 100 | 0 | #VALUE! | 0 |  | 100 | #REF! | #REF! | #REF! | #REF!
2018 | 0 | #REF! | #REF! |  |  | 101 | 0 | #VALUE! | 0 |  | 101 | #REF! | #REF! | #REF! | #REF!
2019 | 0 | #REF! | #REF! |  |  | 102 | 0 | #VALUE! | 0 |  | 102 | #REF! | #REF! | #REF! | #REF!
2020 | 0 | #REF! | #REF! |  |  | 103 | 0 | #VALUE! | 0 |  | 103 | #REF! | #REF! | #REF! | #REF!
2021 | 0 | #REF! | #REF! |  |  | 104 | 0 | #VALUE! | 0 |  | 104 | #REF! | #REF! | #REF! | #REF!
2022 | 0 | #REF! | #REF! |  |  | 105 | 0 | #VALUE! | 0 |  | 105 | #REF! | #REF! | #REF! | #REF!
2023 | 0 | #REF! | #REF! |  |  | 106 | 0 | #VALUE! | 0 |  | 106 | #REF! | #REF! | #REF! | #REF!
2024 | 0 | #REF! | #REF! |  |  | 107 | 0 | #VALUE! | 0 |  | 107 | #REF! | #REF! | #REF! | #REF!
2025 | 0 | #REF! | #REF! |  |  | 108 | 0 | #VALUE! | 0 |  | 108 | #REF! | #REF! | #REF! | #REF!
2026 | 0 | #REF! | #REF! |  |  | 109 | 0 | #VALUE! | 0 |  | 109 | #REF! | #REF! | #REF! | #REF!
2027 | 0 | #REF! | #REF! |  |  | 110 | 0 | #VALUE! | 0 |  | 110 | #REF! | #REF! | #REF! | #REF!
2028 | 0 | #REF! | #REF! |  |  | 111 | 0 | #VALUE! | 0 |  | 111 | #REF! | #REF! | #REF! | #REF!
2029 | 0 | #REF! | #REF! |  |  | 112 | 0 | #VALUE! | 0 |  | 112 | #REF! | #REF! | #REF! | #REF!
2030 | 0 | #REF! | #REF! |  |  | 113 | 0 | #VALUE! | 0 |  | 113 | #REF! | #REF! | #REF! | #REF!
2031 | 0 | #REF! | #REF! |  |  | 114 | 0 | #VALUE! | 0 |  | 114 | #REF! | #REF! | #REF! | #REF!
2032 | 0 | #REF! | #REF! |  |  | 115 | 0 | #VALUE! | 0 |  | 115 | #REF! | #REF! | #REF! | #REF!
2033 | 0 | #REF! | #REF! |  |  | 116 | 0 | #VALUE! | 0 |  | 116 | #REF! | #REF! | #REF! | #REF!
2034 | 0 | #REF! | #REF! |  |  | 117 | 0 | #VALUE! | 0 |  | 117 | #REF! | #REF! | #REF! | #REF!
2035 | 0 | #REF! | #REF! |  |  | 118 | 0 | #VALUE! | 0 |  | 118 | #REF! | #REF! | #REF! | #REF!
2036 | 0 | #REF! | #REF! |  |  | 119 | 0 | #VALUE! | 0 |  | 119 | #REF! | #REF! | #REF! | #REF!
2037 | 0 | #REF! | #REF! |  |  | 120 | 0 | #VALUE! | 0 |  | 120 | #REF! | #REF! | #REF! | #REF!
2038 | 0 | #REF! | #REF!
2039 | 0 | #REF! | #REF!
| Cumulative Cost of Green Power Purchase | Cumulative Net Cost of The Ark
2014 | #REF! | #REF!
2015 | #REF! | #REF!
2016 | #REF! | #REF!
2017 | #REF! | #REF!
2018 | #REF! | #REF!
2019 | #REF! | #REF!
2020 | #REF! | #REF!
2021 | #REF! | #REF!
2022 | #REF! | #REF!
2023 | #REF! | #REF!
2024 | #REF! | #REF!
2025 | #REF! | #REF!
2026 | #REF! | #REF!
2027 | #REF! | #REF!
2028 | #REF! | #REF!
2029 | #REF! | #REF!
2030 | #REF! | #REF!
2031 | #REF! | #REF!
2032 | #REF! | #REF!
2033 | #REF! | #REF!
2034 | #REF! | #REF!
2035 | #REF! | #REF!
2036 | #REF! | #REF!
2037 | #REF! | #REF!
2038 | #REF! | #REF!
2039 | #REF! | #REF!
LOAD MIX
Load Mix | %
HVAC (heating, ventilation and air-conditioning) | #REF!
General Power | 0
Refrigeration | 0
Lighting | 0
Other | 1
#REF! | #REF!
#REF! | #REF!
#REF! | #REF!
#REF!

## Output
CO2 Emissions
| With Ark | Without Ark
Projected CO2 emissions in 2011 | #VALUE! | #VALUE!
CO2 Emission Reductions from The Ark in 2011 | #VALUE!
Payback Calculation
Months | Monthly | Cumulative | Cost
1 | #VALUE! | #VALUE! | 0
2 | #VALUE! | #VALUE! | 0
3 | #VALUE! | #VALUE! | 0
4 | #VALUE! | #VALUE! | 0
5 | #VALUE! | #VALUE! | 0
6 | #VALUE! | #VALUE! | 0
7 | #VALUE! | #VALUE! | 0
8 | #VALUE! | #VALUE! | 0
9 | #VALUE! | #VALUE! | 0
10 | #VALUE! | #VALUE! | 0
11 | #VALUE! | #VALUE! | 0
12 | #VALUE! | #VALUE! | 0
13 | 0 | #VALUE! | 0
14 | 0 | #VALUE! | 0
15 | 0 | #VALUE! | 0
16 | 0 | #VALUE! | 0
17 | 0 | #VALUE! | 0
18 | 0 | #VALUE! | 0
19 | 0 | #VALUE! | 0
20 | 0 | #VALUE! | 0
21 | 0 | #VALUE! | 0
22 | 0 | #VALUE! | 0
23 | 0 | #VALUE! | 0
24 | 0 | #VALUE! | 0
25 | 0 | #VALUE! | 0
26 | 0 | #VALUE! | 0
27 | 0 | #VALUE! | 0
28 | 0 | #VALUE! | 0
29 | 0 | #VALUE! | 0
30 | 0 | #VALUE! | 0
31 | 0 | #VALUE! | 0
32 | 0 | #VALUE! | 0
33 | 0 | #VALUE! | 0
34 | 0 | #VALUE! | 0
35 | 0 | #VALUE! | 0
36 | 0 | #VALUE! | 0
37 | 0 | #VALUE! | 0
38 | 0 | #VALUE! | 0
39 | 0 | #VALUE! | 0
40 | 0 | #VALUE! | 0
41 | 0 | #VALUE! | 0
42 | 0 | #VALUE! | 0
43 | 0 | #VALUE! | 0
44 | 0 | #VALUE! | 0
45 | 0 | #VALUE! | 0
46 | 0 | #VALUE! | 0
47 | 0 | #VALUE! | 0
48 | 0 | #VALUE! | 0
49 | 0 | #VALUE! | 0
50 | 0 | #VALUE! | 0
51 | 0 | #VALUE! | 0
52 | 0 | #VALUE! | 0
53 | 0 | #VALUE! | 0
54 | 0 | #VALUE! | 0
55 | 0 | #VALUE! | 0
56 | 0 | #VALUE! | 0
57 | 0 | #VALUE! | 0
58 | 0 | #VALUE! | 0
59 | 0 | #VALUE! | 0
60 | 0 | #VALUE! | 0
61 | 0 | #VALUE! | 0
62 | 0 | #VALUE! | 0
63 | 0 | #VALUE! | 0
64 | 0 | #VALUE! | 0
65 | 0 | #VALUE! | 0
66 | 0 | #VALUE! | 0
67 | 0 | #VALUE! | 0
68 | 0 | #VALUE! | 0
69 | 0 | #VALUE! | 0
70 | 0 | #VALUE! | 0
71 | 0 | #VALUE! | 0
72 | 0 | #VALUE! | 0
73 | 0 | #VALUE! | 0
74 | 0 | #VALUE! | 0
75 | 0 | #VALUE! | 0
76 | 0 | #VALUE! | 0
77 | 0 | #VALUE! | 0
78 | 0 | #VALUE! | 0
79 | 0 | #VALUE! | 0
80 | 0 | #VALUE! | 0
81 | 0 | #VALUE! | 0
82 | 0 | #VALUE! | 0
83 | 0 | #VALUE! | 0
84 | 0 | #VALUE! | 0
85 | 0 | #VALUE! | 0
86 | 0 | #VALUE! | 0
87 | 0 | #VALUE! | 0
88 | 0 | #VALUE! | 0
89 | 0 | #VALUE! | 0
90 | 0 | #VALUE! | 0
91 | 0 | #VALUE! | 0
92 | 0 | #VALUE! | 0
93 | 0 | #VALUE! | 0
94 | 0 | #VALUE! | 0
95 | 0 | #VALUE! | 0
96 | 0 | #VALUE! | 0
97 | 0 | #VALUE! | 0
98 | 0 | #VALUE! | 0
99 | 0 | #VALUE! | 0
100 | 0 | #VALUE! | 0
101 | 0 | #VALUE! | 0
102 | 0 | #VALUE! | 0
103 | 0 | #VALUE! | 0
104 | 0 | #VALUE! | 0
105 | 0 | #VALUE! | 0
106 | 0 | #VALUE! | 0
107 | 0 | #VALUE! | 0
108 | 0 | #VALUE! | 0
109 | 0 | #VALUE! | 0
110 | 0 | #VALUE! | 0
111 | 0 | #VALUE! | 0
112 | 0 | #VALUE! | 0
113 | 0 | #VALUE! | 0
114 | 0 | #VALUE! | 0
115 | 0 | #VALUE! | 0
116 | 0 | #VALUE! | 0
117 | 0 | #VALUE! | 0
118 | 0 | #VALUE! | 0
119 | 0 | #VALUE! | 0
120 | 0 | #VALUE! | 0

## Light 1
FINANCIAL SUMMARY |  |  | For use in calcs only
Investment per Lamp | 32 |  | Cost of existing lamp | 1
Installation cost per Lamp | 10
Total Investment per Lamp | 42
Total Investment for all Lamps | 0
Investment after Rebate | 0 |  | For ESC's
Total Savings per year | #VALUE! |  |  | After | Before
Financial Payback (years) | 0 |  | Lamp Wattage | 8 | 40
Return on Investment | 0% |  | Op Hours per year | 5000 | 5000
|  |  | Asset Lifetim (years) | 10 | 10 | Permanent
|  |  | Air-con multiplier | Yes
| Replacement | Existing | Control mulitplier | 1.3 | 1.3
Lamp Details | Lamps | Lamps | Lifetime cons (MWh) | 0.52 | 2.6
Type | Classico 8W | Incandescent | Lifetime savings (MWh) | 2.08
Wattage | 8 | 40 | ESC per light | 2.2048
Quantity | 0 | 0 | ESC per light (rounded) | 2 |  | Round to lowest 0.5
Average Hours per week | 0 | 0 | Total ESC's | 0
Energy cost ($/kWh, ex-gst) | #VALUE! | #VALUE!
Yearly energy cost of Lamps | #VALUE! | #VALUE!
Lamp Life (hours) | 100000 | 1000
Lamp Life (years) | 0 | 0
Savings per Year
Energy cost Savings | #VALUE!
Lamp replacement Savings | 0
Total Savings per Year | #VALUE!
Savings over life of Lamp
Electricity cost Savings | #VALUE!
Lamp replacement Savings | 0
Total Savings over life of Lamp | #VALUE!
Rebates
ESC's generated | 0
Estimated Market Value of ESC
Less Administration Fee
Value per ESC | 0
Total Rebate | 0
Are ESC's available | Yes
Building Type | Retail

## Light Reseller (hidden)
Location | Existing Fitting Description | Quantity | Recommended Replacement Fitting | Wattage | Data Capture and BOM per light | Total Data Capure and BOM cost | Price per fitting | Total Fitting supply cost | Installation per fitting | Total installation cost | Total per fitting | Total supply and install | Estimated Rebates | Hours per year | Wattage before | Wattage after | Cost of elec | Energy Savings (kWh) | Energy Savings ($) | Maintenance Savings
[5 empty] | 7.5 | 0 |  | 0 |  | 0 | 7.5 | 0 |  | 6000 | 48 | 0 | 0.1835 | 0 | 0
|  | 0 |  |  |  | 0 |  | 0 |  | 0 |  | 0 | 0 |  |  |  |  | 0 | 0 | 0
| Note: | [10 empty] | Net Investment | 0